## 1st October 2019
Eaton Trade Price List
Power Distribution Components
Effective 01/10/2019
Enter List Number |  |  | Description
Eaton Material Number
Trade Price |  |  |  | If no data is returned please contact ukcommorders@eaton.com
Discount Code
Eaton List Number | Material Number | Trade Price £ Each | Discount Code | Description
119886 | Y7-119886 | 4584.31 | HH | N4-4-1250-S1-DC
119887 | Y7-119887 | 5607.21 | HH | N4-4-1400-S1-DC
119888 | Y7-119888 | 732.05 | HH | NZM4-4-XKV2P
119890 | Y7-119890 | 3136.15 | HH | N4-4-800-S1-DC
119891 | Y7-119891 | 3853.72 | HH | N4-4-1000-S1-DC
120923 | Y7-120923 | 301.95 | HH | SOL30/4MC4
120926 | Y7-120926 | 237.22 | HH | SOL30/2MV
127732 | Y7-127732 | 537.17 | HH | N2-4-160-S1-DC
127733 | Y7-127733 | 756.46 | HH | N2-4-200-S1-DC
127734 | Y7-127734 | 1248.69 | HH | N3-4-320-S1-DC
142267 | Y7-142267 | 1442.3 | HH | N3-4-400-S1-DC
142268 | Y7-142268 | 1694.13 | HH | N3-4-500-S1-DC
169584 | Y7-169584 | 325.37 | H1 | Eaton 4P RCBO 100MA 16A 10KA TRIP B
169585 | Y7-169585 | 325.37 | H1 | Eaton 4P RCBO 100MA 20A 10KA TRIP B
169586 | Y7-169586 | 325.37 | H1 | Eaton 4P RCBO 100MA 6A 10KA TRIP C
169587 | Y7-169587 | 325.37 | H1 | Eaton 4P RCBO 100MA 10A 10KA TRIP C
169588 | Y7-169588 | 325.37 | H1 | Eaton 4P RCBO 100MA 13A 10KA TRIP C
169589 | Y7-169589 | 325.37 | H1 | Eaton 4P RCBO 100MA 16A 10KA TRIP C
169590 | Y7-169590 | 325.37 | H1 | Eaton 4P RCBO 100MA 20A 10KA TRIP C
169591 | Y7-169591 | 325.37 | H1 | Eaton 4P RCBO 100MA 25A 10KA TRIP C
169592 | Y7-169592 | 325.37 | H1 | Eaton 4P RCBO 100MA 32A 10KA TRIP C
169593 | Y7-169593 | 357.9 | H1 | Eaton 4P RCBO 100MA 6A 10KA TRIP D
169594 | Y7-169594 | 357.9 | H1 | Eaton 4P RCBO 100MA 10A 10KA TRIP D
169598 | Y7-169598 | 319.23 | H1 | Eaton 4P RCBO 300MA 10A 10KA TRIP B
169599 | Y7-169599 | 319.23 | H1 | Eaton 4P RCBO 300MA 13A 10KA TRIP B
169600 | Y7-169600 | 319.23 | H1 | Eaton 4P RCBO 300MA 16A 10KA TRIP B
169601 | Y7-169601 | 328.81 | H1 | Eaton 4P RCBO 300MA 20A 10KA TRIP B
169602 | Y7-169602 | 319.23 | H1 | Eaton 4P RCBO 300MA 6A 10KA TRIP C
169603 | Y7-169603 | 319.23 | H1 | Eaton 4P RCBO 300MA 10A 10KA TRIP C
169604 | Y7-169604 | 319.23 | H1 | Eaton 4P RCBO 300MA 13A 10KA TRIP C
169605 | Y7-169605 | 319.23 | H1 | Eaton 4P RCBO 300MA 16A 10KA TRIP C
169606 | Y7-169606 | 319.23 | H1 | Eaton 4P RCBO 300MA 20A 10KA TRIP C
169607 | Y7-169607 | 319.23 | H1 | Eaton 4P RCBO 300MA 25A 10KA TRIP C
169608 | Y7-169608 | 319.23 | H1 | Eaton 4P RCBO 300MA 32A 10KA TRIP C
169609 | Y7-169609 | 351.14 | H1 | Eaton 4P RCBO 300MA 6A 10KA TRIP D
169610 | Y7-169610 | 351.14 | H1 | Eaton 4P RCBO 300MA 10A 10KA TRIP D
169611 | Y7-169611 | 351.14 | H1 | Eaton 4P RCBO 300MA 13A 10KA TRIP D
169612 | Y7-169612 | 351.14 | H1 | Eaton 4P RCBO 300MA 16A 10KA TRIP D
169613 | Y7-169613 | 351.14 | H1 | Eaton 4P RCBO 300MA 20A 10KA TRIP D
169614 | Y7-169614 | 351.14 | H1 | Eaton 4P RCBO 300MA 25A 10KA TRIP D
169618 | Y7-169618 | 357.9 | H1 | Eaton 4P RCBO 100MA 13A 10KA TRIP D
169619 | Y7-169619 | 357.9 | H1 | Eaton 4P RCBO 100MA 16A 10KA TRIP D
169620 | Y7-169620 | 357.9 | H1 | Eaton 4P RCBO 100MA 20A 10KA TRIP D
169621 | Y7-169621 | 357.9 | H1 | Eaton 4P RCBO 100MA 25A 10KA TRIP D
169636 | Y7-169636 | 342.57 | H1 | Eaton 4P RCBO 30MA 10A 10KA TRIP B
169637 | Y7-169637 | 342.57 | H1 | Eaton 4P RCBO 30MA 13A 10KA TRIP B
169638 | Y7-169638 | 342.57 | H1 | Eaton 4P RCBO 30MA 16A 10KA TRIP B
169639 | Y7-169639 | 342.57 | H1 | Eaton 4P RCBO 30MA 20A 10KA TRIP B
169640 | Y7-169640 | 342.57 | H1 | Eaton 4P RCBO 30MA 6A 10KA TRIP C
169641 | Y7-169641 | 342.57 | H1 | Eaton 4P RCBO 30MA 10A 10KA TRIP C
169642 | Y7-169642 | 342.57 | H1 | Eaton 4P RCBO 30MA 13A 10KA TRIP C
169643 | Y7-169643 | 342.57 | H1 | Eaton 4P RCBO 30MA 16A 10KA TRIP C
169644 | Y7-169644 | 342.57 | H1 | Eaton 4P RCBO 30MA 20A 10KA TRIP C
169645 | Y7-169645 | 342.57 | H1 | Eaton 4P RCBO 30MA 25A 10KA TRIP C
169646 | Y7-169646 | 342.57 | H1 | Eaton 4P RCBO 30MA 32A 10KA TRIP C
169647 | Y7-169647 | 376.81 | H1 | Eaton 4P RCBO 30MA 6A 10KA TRIP D
169648 | Y7-169648 | 376.81 | H1 | Eaton 4P RCBO 30MA 10A 10KA TRIP D
169649 | Y7-169649 | 376.81 | H1 | Eaton 4P RCBO 30MA 13A 10KA TRIP D
169650 | Y7-169650 | 376.81 | H1 | Eaton 4P RCBO 30MA 16A 10KA TRIP D
169651 | Y7-169651 | 376.81 | H1 | Eaton 4P RCBO 30MA 20A 10KA TRIP D
169652 | Y7-169652 | 376.81 | H1 | Eaton 4P RCBO 30MA 25A 10KA TRIP D
169670 | Y7-169670 | 325.37 | H1 | Eaton 4P RCBO 100MA 10A 10KA TRIP B
169671 | Y7-169671 | 325.37 | H1 | Eaton 4P RCBO 100MA 13A 10KA TRIP B
207136 | Y7-207136 | 38.89 | HA | PLASTIC CHANGE OVER 20A 4 POLE
207149 | Y7-207149 | 30.13 | HA | PLASTIC ENC ISO 20A 3 POLE 1N/O
207151 | Y7-207151 | 30.13 | HA | PLASTIC ENC ISO 25A TPN
207153 | Y7-207153 | 36.55 | HA | PLASTIC ENC ISO 20A TPN 1N/O+1N/C
207161 | Y7-207161 | 44.36 | HA | PLASTIC ENC ISO 20A 6 POLE 1N/O+1N/C
207191 | Y7-207191 | 71.53 | HA | PLASTIC CHANGE OVER 32A 4 POLE
207202 | Y7-207202 | 66.44 | HA | PLASTIC ENC ISO 32A TPN 1N/O+1N/C
207210 | Y7-207210 | 76.98 | HA | PLASTIC ENC ISO 32A 6 POLE 1N/O+1N/C
207212 | Y7-207212 | 76.46 | HA | PLASTIC ENC ISO 32A 8P
207230 | Y7-207230 | 135.25 | HA | PLASTIC CHANGE OVER 63A 4 POLE
207246 | Y7-207246 | 143.92 | HA | PLASTIC ENC ISO 63A 6 POLE 1N/O+1N/C
207248 | Y7-207248 | 143.92 | HA | PLASTIC ENC ISO 63A 8 POLE
207348 | Y7-207348 | 92.85 | HA | PLAS ENC ISO 63A 3P 1N/O+1N/C
207349 | Y7-207349 | 96.64 | HA | PLASTIC ENC ISO 63A TPN
207350 | Y7-207350 | 104.76 | HA | PLASTIC ENC ISO 63A TPN 1N/O+1N/C
226902 | Y7-226902 | 44.36 | HA | PLAS ENC ISO 25A 3P 1N/O+1N/C
227860 | Y7-227860 | 41.49 | HA | PLASTIC ENC ISO 25A TPN
259471 | Y7-259471 | 72.17 | HH | NZM1 UVR 208-240AC
259499 | Y7-259499 | 84.23 | HH | NZM2/3 UVR 208-240AC
259744 | Y7-259744 | 62.57 | HH | NZM1 SHUNT TRIP 208-250AC/DC
259763 | Y7-259763 | 73.26 | HH | NZM2/3 SHUNT TRIP 208-250AC/DC
260199 | Y7-260199 | 30.04 | HH | NZM1 HANDLE LOCK
260201 | Y7-260201 | 36.07 | HH | NZM2/3 HANDLE LOCK
1000MEB | Y7-176140 | 333.04 | J | 1000A MAINS EARTH BAR
1004XTNC | Y7-149203 | 2594.17 | J | EXEL F-BD 100A 4W TPN-NO FUSE
1006XTNC | Y7-149206 | 3184.26 | J | EXEL F-BD 100A 6W TPN-NO FUSE
1008XTNC | Y7-149209 | 4750.38 | J | EXEL F-BD 100A 8W TPN-NO FUSE
100AXD2 | Y7-129702 | 329.61 | J | 100A DP EXEL 2 SWD
100AXTN2 | Y7-129703 | 435.33 | J | 100A TPN EXEL 2 SWD
100CMFB | Y7-176141 | 45.43 | K | 100A TYPE C FUSE-TYPE B BLACK
100CMFC | Y7-176142 | 58.84 | K | 100A TYPE C FUSE-TYPE C BLACK
100KR85 | 100KR85 | 9.16 | K | 100A 415V AC HOUSE SERVICE FUSE
100KXDC2F | Y7-149211 | 705.57 | J | 100A DP EXEL 2 SWDF HRC FITTED
100KXSC2F | Y7-149212 | 470.51 | J | 100A SPN EXEL2 SWDF HRC FITTED
100KXTNC2F | Y7-129704 | 751.72 | J | 100A TPN EXEL2 SWDF HRC FITTED
100LR85 | 100LR85 | 10.4 | K | 100A 415V AC H/SERVICE
100MBDEBSP | Y7-176143 | 33.99 | J | 100A SW-F FUSEBASE-SPARES
100MFA | Y7-176144 | 82.79 | K | 100A TYPE M FUSE-TYPE A-BLACK
100MFB | Y7-176145 | 77.95 | K | 100A TYPE M FUSE-TYPE B-BLACK
100MFH | Y7-176147 | 32.32 | K | 100A TYPE M HRC FUSE CARRIER
100MFLK | Y7-176148 | 4.92 | J | 100MFH FUSE ADAPTOR LINK
100MJ30-7 | 100MJ30-7 | 40.82 | K | 100AMP 415V AC TYPE J FUSE
100MJ31-7 | 100MJ31-7 | 65 | K | 100AMP 415V AC TYPE J
100MLK | Y7-176149 | 8.92 | J | 100A N LINK GLASGOW (MEM)
100NLX | Y7-176150 | 58.57 | J | 100A NEUTRAL TERMINAL
100SCHF | Y7-176151 | 69.2 | J | 100A FUSE CARRIER HRC FITTED
101GNC | Y7-149214 | 754.51 | J | 100A SPN GLAS F-SW-SURFACE
101MB | Y7-176155 | 152.06 | H | MEMSHIELD 10A SP TYPE B MCB
101MC | Y7-176156 | 152.06 | H | MEMSHIELD 10A SP TYPE C MCB
101MCR | Y7-176157 | 578.22 | H | MEMSHIELD10A SP TYPE C MCB-RCD
101MD | Y7-176104 | 152.91 | H | MEMSHIELD 10A SP TYPE D MCB
101QB | Y7-176105 | 122.34 | G | MEMERA 21 MCB 10A SINGLE POLE
102GCEBSP | Y7-176107 | 26.46 | J | 63-100A GLASGOW SW BASE-SPARES
102MC | Y7-176108 | 391.8 | H | MEMSHIELD 10A DP TYPE C MCB
103GNC | Y7-149216 | 794.55 | J | 100A TPN GLAS F-SW-SURFACE
103GNL | Y7-149217 | 718.24 | J | 100A TPN GLAS SW-SURFACE MT
103MB | Y7-176111 | 581.69 | H | MEMSHIELD 10A TP TYPE B MCB
103MC | Y7-176112 | 581.69 | H | MEMSHIELD 10A TP TYPE C MCB
103MD | Y7-176113 | 584.84 | H | MEMSHIELD 10A TP TYPE D MCB
104GC | Y7-149218 | 904.98 | J | 100A TPSN GLAS F-SW-SURFACE
11BBMS | Y7-176122 | 78.81 | J | MOUNTING 20-32A EXEL2 ON BBC
125AXTN2 | Y7-149220 | 469.82 | J | 125A TPN EXEL 2 SWD
125KXTNC2F | Y7-149222 | 775.83 | J | 125A TPN EXEL2 SWDF HRC FITTED
125MJ30-7 | 125MJ30-7 | 47.37 | K | 125AMP 415V AC TYPE J
125MJ31-7 | 125MJ31-7 | 65 | K | 125AMP 415V AC TYPE J FUSE
142BBC | Y7-149223 | 504.97 | J | 100A BBC-550MM LONG-MEM
143BBC | Y7-149224 | 827.27 | J | 100A BBC-900MM LONG-MEM
144BBC | Y7-149225 | 1162.52 | J | 100A BBC-1350MM LONG-MEM
146BBC | Y7-149226 | 1525.83 | J | 100A BBC-1800MM LONG-MEM
151GNC | Y7-149227 | 1211.67 | J | 160A SPN GLAS F-SW-SURFACE MT
153GNC | Y7-149228 | 1248.61 | J | 160A TPN GLAS F-SW-SURFACE MT
154GC | Y7-149229 | 1732.36 | J | 160A TPSN GLAS F-SW-SURFACE MT
15AXD2 | Y7-129705 | 125.25 | J | 20A DP EXEL 2 SWD
15AXTN2 | Y7-129706 | 143.8 | J | 20A TPN EXEL 2 SWD
15KR85 | 15KR85 | 6.86 | K | 15A 415V AC HOUSE SERVICE
15KXDC2F | Y7-149230 | 199.97 | J | 20A DP EXEL 2 SWDF HRC FITTED
15KXSC2F | Y7-129707 | 139 | J | 20A SPN EXEL 2 SWDF HRC FITTED
15KXTNC2F | Y7-129708 | 196.01 | J | 20A TPN EXEL 2 SWDF HRC FITTED
15LC | Y7-176135 | 1.92 | K | 15A F-LINK-240V
160MJ30-7 | 160MJ30-7 | 47.37 | K | 160AMP 415V AC TYPE J
160MJ31-7 | 160MJ31-7 | 68.2 | K | 160AMP 415V AC TYPE J
161MB | Y7-176116 | 170.52 | H | MEMSHIELD 16A SP TYPE B MCB
161MBR | Y7-176117 | 645.58 | H | MEMSHIELD16A SP TYPE B MCB-RCD
161MC | Y7-176118 | 170.52 | H | MEMSHIELD 16A SP TYPE C MCB
161MCR | Y7-176119 | 645.58 | H | MEMSHIELD16A SP TYPE C MCB-RCD
161MCR10 | Y7-176120 | 645.58 | H | MSHD16A SP TYPE C 10MA MCB-RCD
161MD | Y7-176121 | 170.52 | H | MEMSHIELD 16A SP TYPE D MCB
161QB | Y7-176290 | 122.34 | G | MEMERA 21 MCB 16A SINGLE POLE
162MC | Y7-176292 | 437.51 | H | MEMSHIELD 16A DP TYPE C MCB
163MB | Y7-176293 | 649.55 | H | MEMSHIELD 16A TP TYPE B MCB
163MC | Y7-176294 | 649.55 | H | MEMSHIELD 16A TP TYPE C MCB
163MD | Y7-176295 | 652.81 | H | MEMSHIELD 16A TP TYPE D MCB
1CLX | Y7-149232 | 55.28 | J | EXEL FBD 20-100A LID LOCKING
1MGL | Y7-176299 | 9.35 | G | CABLE GLAND FOR USE WITH 800KM
1PCB | Y7-149233 | 144.23 | J | GLAS EXTENSION BOX
2004XTNC | Y7-149236 | 7362 | J | EXEL F-BD 200A 4W TPN-NO FUSE
200CMFB | Y7-176300 | 127.7 | K | 200A TYPE C FUSE-TYPE B BLACK
200FSCS | Y7-149238 | 218.24 | J | BBC CONNECTION SET 200A GLAS
200MFH | Y7-176301 | 80.81 | K
200MJ30-7 | 200MJ30-7 | 47.37 | K | 200AMP 415V AC TYPE J
200MJ31-7 | 200MJ31-7 | 68.2 | K | 200AMP 415V AC TYPE J
200MLK | Y7-176302 | 12.6 | J | 200A N LINK GLASGOW (MEM)
200SO | 200SO | 34.31 | K | 415V INDR'L>TF200
201GNC | Y7-149239 | 1116.15 | J | 200A SPN GLAS F-SW-SURFACE
201MB | Y7-176308 | 170.52 | H | MEMSHIELD 20A SP TYPE B MCB
201MBR | Y7-176309 | 645.58 | H | MEMSHIELD20A SP TYPE B MCB-RCD
201MC | Y7-176310 | 170.52 | H | MEMSHIELD 20A SP TYPE C MCB
201MCR | Y7-176311 | 645.58 | H | MEMSHIELD20A SP TYPE C MCB-RCD
201MCR10 | Y7-176312 | 645.58 | H | MSHD20A SP TYPE C 10MA MCB-RCD
201MD | Y7-176313 | 171.36 | H | MEMSHIELD 20A SP TYPE D MCB
201QB | Y7-176314 | 122.34 | G | MEMERA 21 MCB 20A SINGLE POLE
202GCEBSP | Y7-176315 | 67.76 | J | 150-200A GLASGOW SW BASE-SPARE
202MC | Y7-176316 | 437.51 | H | MEMSHIELD 20A DP TYPE C MCB
203GNC | Y7-149240 | 1262.3 | J | 200A TPN GLAS F-SW-SURFACE
203GNL | Y7-149241 | 1141.32 | J | 200A TPN GLAS SW-SURFACE
203MB | Y7-176320 | 649.55 | H | MEMSHIELD 20A TP TYPE B MCB
203MC | Y7-176321 | 649.55 | H | MEMSHIELD 20A TP TYPE C MCB
203MD | Y7-176322 | 652.81 | H | MEMSHIELD 20A TP TYPE D MCB
204GC | Y7-149242 | 1362.08 | J | 200A TPSN GLAS F-SW-SURFACE
204XSNC | Y7-149244 | 392.9 | J | EXEL F-BD 20A 4W SPN-NO FUSE
204XTNC | Y7-149245 | 739.04 | J | EXEL F-BD 20A 4W TPN-NO FUSE
206XSNC | Y7-149247 | 474.28 | J | EXEL F-BD 20A 6W SPN-NO FUSE
206XTNC | Y7-149248 | 934.75 | J | EXEL F-BD 20A 6W TPN-NO FUSE
208XSNC | Y7-149250 | 510.31 | J | EXEL F-BD 20A 8W SPN-NO FUSE
208XTNC | Y7-149251 | 1074.29 | J | EXEL F-BD 20A 8W TPN-NO FUSE
20KR85 | 20KR85 | 6.86 | K | 20A 415V AC HOUSE SERVICE FUSE
20MFA | Y7-176338 | 20.72 | K | 20A TYPE M FUSE-TYPE A-BLACK
20MFB | Y7-176339 | 20.72 | K | 20A TYPE M FUSE-TYPE B-BLACK
20MFC | Y7-176341 | 26.06 | K | 20A TYPE M FUSE-TYPE C-BLACK
20MFH | Y7-176342 | 9.03 | K
20SD5 | 20SD5 | 21.51 | K | 20AMP 415V AC INDUSTRIAL EATON
2100AXDEBSP | Y7-176344 | 45.2 | J | 100A SW-F SW BASE ASSY-SPARES
2100AXEBSP | Y7-176345 | 51.14 | J | 100A SWITCH BASE ASSY-SPARES
212XSNC | Y7-149253 | 719.52 | J | EXEL F-BD 20A 12W SPN-NO FUSE
21BBMS | Y7-176347 | 89.69 | J | MOUNTING 63-100A EXEL2 ON BBC
228ALCDP | Y7-176159 | 192.68 | H | ALINE8 DP ENC C-TOR 40A 240V
228ALCDPR | Y7-176160 | 266.78 | H | ALIN8 DP ENC C-TOR+REC 40A240V
228ALCFP | Y7-176161 | 151.85 | H | ALINE8 4P ENC C-TOR 25A 240V
228ALCFPR | Y7-176162 | 218.41 | H | ALIN8 4P ENC C-TOR+REC 25A240V
230AXEBSP | Y7-176166 | 12.65 | J | 32A SWITCH BASE ASSY-SPARES
230KXEBSP | Y7-176167 | 20.4 | J | 32A SW-FUSE BASE ASSY-SPARES
242BBC | Y7-149257 | 766.15 | J | 200A BBC-550MM LONG-MEM
243BBC | Y7-149258 | 1105.16 | J | 200A BBC-900MM LONG-MEM
244BBC | Y7-149259 | 1501.47 | J | 200A BBC-1350MM LONG-MEM
246BBC | Y7-149260 | 2108.58 | J | 200A BBC-1800MM LONG-MEM
248ALCFP | Y7-176244 | 157.73 | H | ALINE8 4P ENC C-TOR 25A 415V
250MJ30-7 | 250MJ30-7 | 53.23 | K | 250AMP 415V AC TYPE J FUSE
250MJ31-7 | 250MJ31-7 | 70.13 | K | 250AMP 415V AC TYPE J FUSE
260AXEBSP | Y7-176248 | 19.32 | J | 63A SWITCH BASE ASSY-SPARES
260KXEBSP | Y7-176249 | 36.68 | J | 63A SW-FUSE BASE ASSY-SPARES
2812004VCOA | Y7-176250 | 69.85 | H | A-LINE8 C-TOR 12A 220-240V
2818VCO | Y7-176251 | 71.72 | H | ADS8 OPEN C-TOR 9 KW 220-240V
2818VCOSD | Y7-176252 | 71.72 | H | ADS8 SD C-TOR 9 KW 220-240V
2825004VCOA | Y7-176253 | 90.27 | H | A-LINE8 C-TOR 25A 220-240V
2825VCO | Y7-176254 | 84.55 | H | ADS8 OPEN C-TOR 11KW 220-240V
2825VCOSD | Y7-176809 | 84.55 | H | ADS8 SD C-TOR 11KW 220-240V
2832VCO | Y7-176255 | 161.52 | H | ADS8 OPEN C-TOR 15KW 220-240V
2832VCOSD | Y7-176810 | 161.52 | H | ADS8 SD C-TOR 15KW 220-240V
2850VCO | Y7-176811 | 198.15 | H | ADS8 OPEN C-TOR 25KW 220-240V
2850VCOSD | Y7-176812 | 198.15 | H | ADS8 SD C-TOR 25KW 220-240V
28ADS1X | Y7-129810 | 84.58 | H | ADS8 9KW DOL 240V ENCL C-TOR
28ADS2X | Y7-176256 | 117.16 | H | ADS8 11KW DOL 240V ENCL C-TOR
28ADS3X | Y7-176257 | 241.98 | H | ADS8 25KW DOL 240V ENCL C-TOR
28ADSA1X | Y7-129811 | 290.06 | H | 9KW 240V ENC C-TOR ISOLATOR
28ADSA2X | Y7-176258 | 310.64 | H | 11KW 240V ENC C-TOR ISOLATOR
28ADSM1X | Y7-176259 | 98.32 | H | MOULDED BX ENC C-TOR7.5KW-240V
28ARD1X | Y7-176260 | 248.09 | H | ADS8 ENC C-T REVERSER 9KW 240V
28ARD2X | Y7-176261 | 276.99 | H | ADS8 ENC C-T REVERSER 11K 240V
28SDA2X18 | Y7-176262 | 512.26 | H | ADS8 ENC C-T S-DELTA 15KW 240V
28SDA3X32 | Y7-176264 | 895.44 | H | ADS8 ENC C-T S-DELTA 25KW 240V
2BBCL | Y7-176265 | 6.98 | J | CLAMP-100&200A BBC-25MM CABLE
2PCB | Y7-149262 | 185.53 | J | GLAS EXTENSION BOX
2SCHF | Y7-176266 | 11.64 | J | 20A FUSE CARRIER HRC FITTED
303GNC | Y7-149264 | 2204.07 | J | 315A TPN GLAS F-SW-SURFACE MT
304GC | Y7-149265 | 2751.26 | J | 315A TPSN GLAS F-SW-SURFACE MT
304XSNC | Y7-149267 | 441.71 | J | EXEL F-BD 32A 4W SPN-NO FUSE
304XTNC | Y7-149268 | 748.99 | J | EXEL F-BD 32A 4W TPN-NO FUSE
306XSNC | Y7-149270 | 622.11 | J | EXEL F-BD 32A 6W SPN-NO FUSE
306XTNC | Y7-149271 | 1052.32 | J | EXEL F-BD 32A 6W TPN-NO FUSE
308XSNC | Y7-149273 | 652.79 | J | EXEL F-BD 32A 8W SPN-NO FUSE
308XTNC | Y7-149274 | 1327.81 | J | EXEL F-BD 32A 8W TPN-NO FUSE
30AXD2 | Y7-129812 | 153.25 | J | 32A DP EXEL 2 SWD
30AXTN2 | Y7-129813 | 170.45 | J | 32A TPN EXEL 2 SWD
30KR85 | 30KR85 | 7.96 | K | 30Amp 415V AC HOUSE SERVICE FUSE
30KXDC2F | Y7-142868 | 246.01 | J | 32A DP EXEL 2 SWDF HRC FITTED
30KXSC2F | Y7-129814 | 181.82 | J | 32A SPN EXEL 2 SWDF HRC FITTED
30KXTNC2F | Y7-129815 | 249.86 | J | 32A TPN EXEL 2 SWDF HRC FITTED
30LR85 | 30LR85 | 10.96 | K | 30A 415V AC HOUSE SERVICE FUSE
30NLX | Y7-176273 | 19.35 | J | 30A NEUTRAL TERMINAL
30QLCS | Y7-176274 | 28.1 | G
312XSNC | Y7-149277 | 878.95 | J | EXEL F-BD 32A 12W SPN-NO FUSE
312XTNC | Y7-149278 | 1775.09 | J | EXEL F-BD 32A 12W TPN-NO FUSE
315MJ30-7 | 315MJ30-7 | 56.89 | K | 315AMP 415V AC TYPE J FUSE
315MJ31-7 | 315MJ31-7 | 70.13 | K | 315AMP 415V AC TYPE J FUSE
31BBMS | Y7-176276 | 98.42 | J | MOUNTING 63-100A GLAS ON BBC
321MB | Y7-176278 | 170.52 | H | MEMSHIELD 32A SP TYPE B MCB
321MC | Y7-176279 | 170.52 | H | MEMSHIELD 32A SP TYPE C MCB
321MCR | Y7-176280 | 645.58 | H | MEMSHIELD32A SP TYPE C MCB-RCD
321MCR10 | Y7-176281 | 645.58 | H | MSHD32A SP TYPE C 10MA MCB-RCD
321MD | Y7-176282 | 171.36 | H | MEMSHIELD 32A SP TYPE D MCB
321QB | Y7-176283 | 112.13 | G | MEMERA 21 MCB 32A SINGLE POLE
321QBH | Y7-176284 | 214.61 | G
322MC | Y7-176286 | 437.51 | H | MEMSHIELD 32A DP TYPE C MCB
323MB | Y7-176288 | 649.55 | H | MEMSHIELD 32A TP TYPE B MCB
323MC | Y7-176289 | 649.55 | H | MEMSHIELD 32A TP TYPE C MCB
323MD | Y7-176170 | 652.81 | H | MEMSHIELD 32A TP TYPE D MCB
32CFF | Y7-176173 | 10.8 | K | 32A FRONT-FRONT CLIP-IN F-UNIT
32CFFW | Y7-176174 | 13 | K | 32A FRNT-FRNT CLIP-IN F-UNIT-W
32CMFB | Y7-176175 | 21.44 | K
32MFA | Y7-176176 | 33.45 | K | 32A M FUSE UNIT TYPE A -BLACK
32MFB | Y7-176177 | 33.51 | K | 32A M FUSE UNIT B -BLACK
32MFD | Y7-176178 | 37.13 | K
32MFH | Y7-176179 | 19.02 | J | 32A TYPE M HRC FUSE CARRIER
32SN2M50 | 32SN2M50 | 12.7 | K | 50A M/S FUSE>(20) EATON
32SN2M63 | 32SN2M63 | 13.4 | K | 63A M/S FUSE>(20) EATON
355PJ30-7 | 355PJ30-7 | 73.05 | K | 355AMP 415V AC TYPE J FUSE
355PJ31-7 | 355PJ31-7 | 77.48 | K | 355AMP 415V AC TYPE J FUSE
3BBCL | Y7-176195 | 7.72 | J | CLAMP-100&200A BBC-70MM CABLE
3PCB | Y7-149281 | 189.76 | J | GLAS EXTENSION BOX
3SCHF | Y7-176196 | 16.98 | J | 32A FUSE CARRIER HRC FITTED
400FSCS | Y7-149282 | 365.68 | J | BBC CONNECTION SET 400A GLAS
400MLK | Y7-176198 | 23.08 | J | 400A N LINK GLASGOW (MEM)
400PJ30-7 | 400PJ30-7 | 82.06 | K | 400AMP 415V AC TYPE J
400PJ31-7 | 400PJ31-7 | 77.48 | K | 400AMP 415V AC TYPE J FUSE
401MB | Y7-176201 | 178.93 | H | MEMSHIELD 40A SP TYPE B MCB
401MC | Y7-176202 | 178.93 | H | MEMSHIELD 40A SP TYPE C MCB
401MD | Y7-176203 | 179.83 | H | MEMSHIELD 40A SP TYPE D MCB
401QB | Y7-176204 | 129.65 | G | MEMERA 21 MCB 40A SINGLE POLE
402GCEBSP | Y7-176206 | 74.15 | J | 315-400A GLASGOW SW BASE-SPARE
402MC | Y7-176207 | 474.93 | H | MEMSHIELD 40A DP TYPE C MCB
403GNC | Y7-149283 | 2419.41 | J | 400A TPN GLAS F-SW-SURFACE
403GNL | Y7-149284 | 2083.46 | J | 400A TPN GLAS SW-SURFACE
403MB | Y7-176211 | 703.92 | H | MEMSHIELD 40A TP TYPE B MCB
403MC | Y7-176212 | 703.92 | H | MEMSHIELD 40A TP TYPE C MCB
403MD | Y7-176213 | 707.57 | H | MEMSHIELD 40A TP TYPE D MCB
404GC | Y7-149285 | 2730.33 | J | 400A TPSN GLAS F-SW-SURFACE
405APL | Y7-149286 | 46.31 | J | SPREADER BOX ADAPT PLATE
406APL | Y7-149287 | 46.31 | J | SPREADER BOX ADAPT PLATE
40KR85 | 40KR85 | 7.96 | K | 40A 415V AC HOUSE SERVICE FUSE
41BBMS | Y7-176217 | 105.27 | J | MOUNTING 160-200A GLAS ON BBC
428ALCDP | Y7-176220 | 381.22 | H | ALINE8 DP ENC C-TOR 64A 240V
428ALCDPR | Y7-176221 | 449.06 | H | ALIN8 DP ENC C-TOR&REC 64A240V
428ALCFP | Y7-176222 | 333.14 | H | ALINE8 4P ENC C-TOR 40A 240V
428ALCFPR | Y7-176223 | 399.71 | H | ALIN8 4P ENC C-TOR&REC 40A240V
428ALCSPN | Y7-176224 | 412.67 | H | ALIN8 SP&N ENC C-TOR 112A 240V
428ALCSPNR | Y7-176225 | 481.83 | H | ALIN8 SP&N ENC C-TOR&REC 112A
442BBC | Y7-149294 | 946.06 | J | 400A BBC-550MM LONG-MEM
443BBC | Y7-149295 | 1242.97 | J | 400A BBC-900MM LONG-MEM
444BBC | Y7-149296 | 1789.68 | J | 400A BBC-1350MM LONG-MEM
446BBC | Y7-149297 | 2226.95 | J | 400A BBC-1800MM LONG-MEM
448ALCFP | Y7-176230 | 349.33 | H | ALINE8 4P ENC C-TOR 40A 415V
450RJ31-7 | 450RJ31-7 | 98.96 | K | 450AMP 415V AC TYPE J FUSE
451QB | Y7-176231 | 129.65 | G | MEMERA 21 MCB 45A SINGLE POLE
45KR85 | 45KR85 | 7.96 | K | 45A 415V AC HOUSE SERVICE FUSE
4818VCOSD | Y7-176232 | 71.72 | H | ADS8 SD C-TOR 9KW 380-415V
4825VCO | Y7-176233 | 84.55 | H | ADS8 OPEN C-TOR 11KW 380-415V
4825VCOSD | Y7-176234 | 84.55 | H | ADS8 SD C-TOR 11KW 380-415V
4832VCO | Y7-176235 | 155.51 | H | ADS8 OPEN C-TOR 15KW 380-415V
4832VCOSD | Y7-176236 | 155.51 | H | ADS8 SD C-TOR 15KW 380-415V
4850VCO | Y7-176237 | 198.15 | H | ADS8 OPEN MAIN CT 25KW380-415V
4850VCOSD | Y7-176817 | 198.15 | H | ADS8 OPEN SD CT 25KW 380-415V
48ADS1X | Y7-129816 | 88.93 | H | ADS8 9KW DOL 415V ENCL C-TOR
48ADS2X | Y7-176238 | 121.04 | H | ADS8 11KW DOL 415V ENCL C-TOR
48ADS3X | Y7-176239 | 241.98 | H | ADS8 25KW DOL 415V ENCL C-TOR
48ADSA1X | Y7-129817 | 290.06 | H | 9KW 415V ENC C-TOR ISOLATOR
48ADSA2X | Y7-176240 | 325.72 | H | 11KW 415V ENC C-TOR ISOLATOR
48ADSM1X | Y7-176241 | 94.62 | H | MOULDED BX ENC C-TOR7.5KW-415V
48ARD1X | Y7-176182 | 250.43 | H | ADS8 ENC C-T REVERSER 9KW 415V
48ARD2X | Y7-176183 | 279.61 | H | ADS8 ENC C-T REVERSER 11KW415V
48SDA2X18 | Y7-129818 | 493.11 | H | ADS8 ENC C-T S-DELTA 15KW 415V
48SDA3X25 | Y7-129819 | 493.11 | H | ADS8 ENC C-T S-DELTA 22KW 415V
48SDA3X32 | Y7-176184 | 862.04 | H | ADS8 ENC C-T S-DELTA 25KW 415V
4BBCL | Y7-176185 | 7.57 | J | CLAMP-400-800A BBC-25MM CABLE
4PCB | Y7-149301 | 212.01 | J | GLAS EXTENSION BOX
500RJ31-7 | 500RJ31-7 | 103.41 | K | 500AMP 415V AC TYPE J FUSE
501MB | Y7-176189 | 178.93 | H | MEMSHIELD 50A SP TYPE B MCB
501MC | Y7-176190 | 178.93 | H | MEMSHIELD 50A SP TYPE C MCB
502MC | Y7-176191 | 483.36 | H | MEMSHIELD 50A DP TYPE C MCB
503GNC | Y7-149302 | 5160.26 | J | 500A TPN GLAS F-SW-SURFACE MT
503MB | Y7-176482 | 703.92 | H | MEMSHIELD 50A TP TYPE B MCB
503MC | Y7-176483 | 703.92 | H | MEMSHIELD 50A TP TYPE C MCB
505APL | Y7-149304 | 46.31 | J | SPREADER BOX ADAPT PLATE
506APL | Y7-149305 | 46.31 | J | SPREADER BOX ADAPT PLATE
507APL | Y7-149306 | 55.05 | J | SPREADER BOX ADAPT PLATE
509APL | Y7-149307 | 57.95 | J | SPREADER BOX ADAPT PLATE
50CSB | Y7-149308 | 244.57 | J | GLAS SPREADER BOX-STRAIGHT
50CSBA | Y7-149309 | 247.92 | J | GLAS SPREADER BOX-ANGLED
50KR85 | 50KR85 | 7.96 | K | 50A 415V AC HOUSE SERVICE FUSE
51BBMS | Y7-176484 | 115.74 | J | MOUNTING 315-400A GLAS ON BBC
51QB | Y7-176485 | 129.65 | G | MEMERA 21 MCB 5A SINGLE POLE
560SJ31-6 | 560SJ31-6 | 115.03 | K | 560AMP 415V AC TYPE J FUSE
5BBCL | Y7-176487 | 9.36 | J | CLAMP-400-800A BBC-70MM CABLE
5PCB | Y7-149310 | 387.49 | J | GLAS EXTENSION BOX
600MEB | Y7-176489 | 278.91 | J | 600A MAINS EARTH BAR
602XTNC | Y7-149311 | 1289.87 | J | EXEL F-BD 63A 2W TPN-NO FUSE
603GNC | Y7-149312 | 4712.87 | J | 630A TPN GLAS F-SW-SURFACE
603GNL | Y7-149313 | 4230.38 | J | 630A TPN GLAS SW-SURFACE
604GC | Y7-149314 | 5942.6 | J | 630A TPSN GLAS F-SW-SURFACE
604XTNC | Y7-149317 | 1664.52 | J | EXEL F-BD 63A 4W TPN-NO FUSE
606XTNC | Y7-149320 | 2041.78 | J | EXEL F-BD 63A 6W TPN-NO FUSE
608XTNC | Y7-149322 | 2693.92 | J | EXEL F-BD 63A 8W TPN-NO FUSE
60AXD2 | Y7-129820 | 216.76 | J | 63A DP EXEL 2 SWD
60AXTN2 | Y7-129821 | 275.97 | J | 63A TPN EXEL 2 SWD
60CSB | Y7-149323 | 218.4 | J | GLAS SPREADER BOX-STRAIGHT
60CSBA | Y7-149324 | 228.44 | J | GLAS SPREADER BOX-ANGLED
60KR85 | 60KR85 | 16.94 | K | 60A 415V AC HOUSE SERVICE FUSE
60KXDC2F | Y7-149325 | 334.17 | J | 63A DP EXEL 2 SWDF HRC FITTED
60KXSC2F | Y7-129822 | 271.86 | J | 63A SPN EXEL 2 SWDF HRC FITTED
60KXTNC2F | Y7-149326 | 429.11 | J | 63A TPN EXEL 2 SWDF HRC FITTED
60LR85 | 60LR85 | 10.96 | K | 60A 415V AC HOUSE SERVICE FUSE
60NLX | Y7-176492 | 43.56 | J | 60A NEUTRAL TERMINAL
61BBMS | Y7-176493 | 135.93 | J | MOUNTING 630-800A GLAS ON BBC
61GNC | Y7-149332 | 456.93 | J | 63A SPN GLAS F-SW SURFACE
61MB | Y7-176497 | 178.93 | H | MEMSHIELD 6A SP TYPE B MCB
61MC | Y7-176498 | 178.93 | H | MEMSHIELD 6A SP TYPE C MCB
61MCR | Y7-176499 | 650.25 | H | MEMSHIELD 6A SP TYPE C MCB-RCD
62MB | Y7-176502 | 474.93 | H | MEMSHIELD 6A DP TYPE B MCB
62MC | Y7-176503 | 474.93 | H | MEMSHIELD 6A DP TYPE C MCB
630MLK | Y7-176504 | 66.74 | J | 630A N LINK GLASGOW (MEM)
630SJ31-6 | 630SJ31-6 | 115.03 | K | 630AMP 415V AC TYPE J FUSE
631MB | Y7-176506 | 159.61 | H | MEMSHIELD 63A SP TYPE B MCB
631MC | Y7-176507 | 159.61 | H | MEMSHIELD 63A SP TYPE C MCB
633MB | Y7-176509 | 630.66 | H | MEMSHIELD 63A TP TYPE B MCB
633MC | Y7-176510 | 630.66 | H | MEMSHIELD 63A TP TYPE C MCB
637APL | Y7-149334 | 62.83 | J | SPREADER BOX ADAPT PLATE
639APL | Y7-149335 | 66.74 | J | SPREADER BOX ADAPT PLATE
63CFF | Y7-176511 | 19.09 | K | 63A FRONT-FRONT CLIP-IN F-UNIT
63CMFB | Y7-176513 | 19.83 | K | 63A TYPE C FUSE-TYPE B BLACK
63GNC | Y7-149336 | 578.28 | J | 63A TPN GLAS F-SW SURFACE
63GNL | Y7-149337 | 634.58 | J | 63A TPN GLAS SW SURFACE
63MB | Y7-176516 | 630.66 | H | MEMSHIELD 6A TP TYPE B MCB
63MC | Y7-176517 | 630.66 | H | MEMSHIELD 6A TP TYPE C MCB
63MFA | Y7-176518 | 38.89 | K | 63A M FUSE UNIT TYPE A -BLACK
63MFB | Y7-176519 | 34.82 | K | 63A TYPE M FUSE-TYPE B-EB
63MFC | Y7-176520 | 43.95 | K | 63A M FUSE UNIT TYPE C -BLACK
63MFD | Y7-176521 | 44.74 | K | 63A M FUSE UNIT TYPE D -BLACK
63MFH | Y7-176522 | 17.16 | J | 63A TYPE M HRC FUSE CARRIER
63MJ30-8 | 63MJ30-8 | 41.65 | K | 63AMP 415V AC TYPE J FUSE
63MJ31-8 | 63MJ31-8 | 66.3 | K | 63Amp 415Vac FEEDER PILLAR FUSE
63MLK | Y7-176523 | 6.33 | J | 63A N LINK GLASGOW (MEM)
643BBC | Y7-149338 | 2090.43 | J | 630A BBC-900MM LONG-MEM
644BBC | Y7-149339 | 3085.94 | J | 630A BBC-1350MM LONG-MEM
646BBC | Y7-149340 | 3604.31 | J | 630A BBC-1800MM LONG-MEM
64GC | Y7-149341 | 662.92 | J | 63A TPSN GLAS F-SW-SURFACE MT
6BBCL | Y7-176526 | 12.86 | J | CLAMP-100-800A BBC-120MM CABLE
6PCB | Y7-149342 | 566.71 | J | GLAS EXTENSION BOX
6SCHF | Y7-176529 | 28.63 | J | 63A FUSE CARRIER HRC FITTED
70CSB | Y7-149343 | 554.73 | J | GLAS SPREADER BOX-STRAIGHT
70CSBA | Y7-149344 | 567.18 | J | GLAS SPREADER BOX-ANGLED
757APL | Y7-149345 | 69.52 | J | SPREADER BOX ADAPT PLATE
759APL | Y7-149346 | 71.94 | J | SPREADER BOX ADAPT PLATE
800FSCS | Y7-149347 | 719.64 | J | BBC CONNECT N SET630-400A GLAS
800JCS92 | 800JCS92 | 170.3 | K | 800AMP 415V TYPE J EATON
800KMF | Y7-176530 | 52.1 | G | 80A DP SWITCH FUSE
800KMFNF | Y7-176531 | 111.04 | G | 80A DP SWITCHFUSE WITH OUT FUS
800MLK | Y7-176532 | 120.18 | J | 800A N LINK GLASGOW (MEM)
802GCC | Y7-171109 | 507.89 | J | 500-800A GLAS PARALLEL CABLES
803GNC | Y7-149348 | 5283.49 | J | 800A TPN GLAS F-SW-SURFACE
803GNL | Y7-149349 | 5676.16 | J | 800A TPN GLAS SW-SURFACE
804GC | Y7-149350 | 7305.79 | J | 800A TPSN GLAS F-SW-SURFACE
80KR85 | 80KR85 | 18.24 | K | 80A 415V AC HOUSE SERVICE FUSE
80LR85 | 80LR85 | 10.96 | K | 80A 415V AC HOUSE SERVICE FUSE
80MJ30-7 | 80MJ30-7 | 41.65 | K | 80AMP 415V AC TYPE J FUSE
80MJ31-7 | 80MJ31-7 | 66.3 | K | 80AMP 415V AC TYPE J FUSE
81BBL | Y7-176534 | 322.89 | J | 630-800A BBC EXT SET
82BBSK | Y7-176535 | 62.54 | J | 630A SOCKET-BBC
843BBC | Y7-149352 | 3535.81 | J | 800A BBC-900MM LONG-MEM
844BBC | Y7-149353 | 4950.23 | J | 800A BBC-1350MM LONG-MEM
846BBC | Y7-149354 | 6112.83 | J | 800A BBC-1800MM LONG-MEM
8TA2DS2 | Y7-176355 | 79.98 | H | PNEUMATIC TIMER (0-30SEC) ADS8
8TA8DN11 | Y7-176356 | 33.36 | H | ADS8 AUX CONTACT BLOCK SIDE
8TT103 | Y7-176357 | 101.52 | H | ADS8 25KW O-L RELAY 38-50A
8TT104 | Y7-176358 | 95.73 | H | ADS8 25KW O-L RELAY 18-25A
8TT104SD | Y7-129823 | 95.73 | H | ADS8 SD O-L RELAY 31-43A
8TT87 | Y7-176359 | 56.83 | H | ADS8 7.5KW O-L RELAY 0.63-1.0A
8TT88 | Y7-176360 | 56.83 | H | ADS8 7.5KW O-L RELAY 1.0-1.6A
8TT89 | Y7-129824 | 56.83 | H | ADS8 7.5KW O-L RELAY 1.6-2.5A
8TT90 | Y7-129825 | 56.83 | H | ADS8 7.5KW O-L RELAY 2.5-4.0A
8TT90SD | Y7-129826 | 56.83 | H | ADS8 SD O-L RELAY 4.3-6.9A
8TT91 | Y7-129827 | 53.32 | H | ADS8 7.5KW O-L RELAY 4.0-6.0A
8TT91SD | Y7-129828 | 56.83 | H | ADS8 SD O-L RELAY 6.9-10.4A
8TT92 | Y7-129829 | 60.67 | H | ADS8 7.5KW O-L RELAY 7.0-10.0A
8TT92SD | Y7-129830 | 65 | H | ADS8 SD O-L RELAY 12.1-17.3A
8TT93 | Y7-129831 | 65 | H | ADS8 7.5KW O-L RELAY 10-13A
8TT93SD | Y7-129832 | 65 | H | ADS8 SD O-L RELAY 17.3-22.5
8TT94 | Y7-129833 | 65 | H | ADS8 7.5KW O-L RELAY 13-18A
8TT94SD | Y7-129834 | 65 | H | ADS8 SD O-L RELAY 22.5-31.0A
8TT96 | Y7-176361 | 105.07 | H | ADS8 15KW O-L RELAY 23-32A
8TT96SD | Y7-129835 | 105.09 | H | ADS8 SD O-L RELAY 40-55A
8TT98 | Y7-176434 | 81.89 | H | ADS8 7.5KW O-L RELAY 5.5-8.0
8TT98SD | Y7-129836 | 81.89 | H | ADS8 SD O-L RELAY 9.5-13.8
90CSB | Y7-149355 | 822.84 | J | GLAS SPREADER BOX-STRAIGHT
9LD | Y7-176435 | 11.95 | J | 20-100A EXEL FBD DOOR LOCKING
A15LC | Y7-176436 | 2.78 | G | 15A LC TYPE C-FUSE
A20LC | Y7-176437 | 2.78 | G | 20A LC TYPE C-FUSE
A30LC | Y7-176438 | 2.78 | G | 30A LC TYPE C-FUSE
A35LC | Y7-176439 | 10.93 | G | 35A LC TYPE C-FUSE
A5LC | Y7-176440 | 2.25 | G | 5A LC TYPE C-FUSE
A9900HP | Y7-174793 | 7.81 | B | DIMMER KNOB HIGH POLISH
A9900PB | Y7-174794 | 7.81 | B | DIMMER KNOB BRASS
A9900SS | Y7-174795 | 7.81 | B | DIMMER KNOB STEEL
AAO10 | AAO10 | 6.48 | K | 10A 550V a.c. BS88 gG FUSE
AAO16 | AAO16 | 6.8 | K | 16A 550V a.c. BS88 gG FUSE
AAO2 | AAO2 | 6.48 | K | 2A 550V a.c. BS88 gG FUSE
AAO20 | AAO20 | 7.13 | K | 20A 550V a.c. BS88 gG FUSE
AAO25 | AAO25 | 7.65 | K | 25A 550V a.c. BS88 gG FUSE
AAO32 | AAO32 | 7.65 | K | 32AMP 550V AC BS88 gG FUSE
AAO32M35 | AAO32M35 | 9.94 | K | 32M35 500V a.c. gM BS88 FUSE
AAO32M40 | AAO32M40 | 9.94 | K | 32M40 500V a.c. gM BS88 FUSE
AAO32M50 | AAO32M50 | 9.94 | K | 32M50 500V AC BS88 FUSE
AAO32M63 | AAO32M63 | 11.18 | K | 32M63 500V a.c. gM BS88 FUSE
AAO4 | AAO4 | 6.48 | K | 4A 550V a.c. BS88 gG FUSE
AAO6 | AAO6 | 6.48 | K | 6A 550V a.c. BS88 gG FUSE
ABP1 | Y7-176441 | 0.96 | G1 | 1 WAY BLANKING PLATE
AC2 | AC2 | 15.44 | K | 2AMP 550V a.c/250V d.c gG IND. FUSE
AC20 | AC20 | 15.44 | K | 20AMP 550V a.c/250V d.c gG IND. FUSE
AC25 | AC25 | 15.44 | K | 25AMP 500V a.c/250V d.c gG IND. FUSE
AC32 | AC32 | 16.58 | K | 32AMP 500V a.c/250V d.c gG IND. FUSE
AC4 | AC4 | 15.44 | K | 4AMP 550V a.c/250V d.c gG IND. FUSE
AC6 | AC6 | 15.44 | K | 6AMP 550V a.c/250V d.c gG IND. FUSE
AD06BH30 | Y7-176442 | 178.85 | G
AD10 | AD10 | 15.44 | K | AD 10A 550V a.c/250V d.c gG IND. FUSE
AD100METR | Y7-176443 | 406.64 | G
AD10BH30 | Y7-176444 | 178.85 | G
AD16 | AD16 | 15.44 | K | AD 16A 550V a.c/250V d.c gG IND. FUSE
AD16BH30 | Y7-176445 | 178.85 | G
AD2 | AD2 | 15.44 | K | AD 2A 550V a.c/250V d.c gG IND. FUSE
AD20 | AD20 | 15.44 | K | AD 20A 550V a.c/250V d.c gG IND. FUSE
AD20BH30 | Y7-176446 | 178.85 | G
AD25 | AD25 | 15.44 | K | AD 25A 500V a.c/250V d.c gG IND. FUSE
AD32 | AD32 | 20.5 | K | AD 32A 500V a.c/250V d.c gG IND. FUSE
AD32BH30 | Y7-176447 | 178.85 | G
AD4 | AD4 | 15.44 | K | AD 4A 550V a.c/250V d.c gG IND. FUSE
AD40BH30 | Y7-176448 | 178.85 | G
AD6 | AD6 | 15.44 | K | AD 6A 550V a.c/250V d.c gG IND. FUSE
ADLHRCDKIT | Y7-176454 | 11.85 | G | AD LH RCD ADAPTOR KIT
ADRHRCDKIT | Y7-176455 | 11.85 | G | AD RH RCD ADAPTOR KIT
ADSWKIT | Y7-176456 | 6.44 | G | AD ISOLATOR ADAPTOR KIT
AFDD-10/2/B/001 | Y7-187164 | 213.89 | H | Arc Fault Detection Device, 2 poles, B10A, 10mA, type AC
AFDD-10/2/B/001-A | Y7-187165 | 233.14 | H | Arc Fault Detection Device, 2 poles, B10A, 10mA, type A
AFDD-10/2/B/001-LI/A | Y7-187166 | 247.87 | H | Arc Fault Detection Device, 2 poles, B10A, 10mA, KV, type A
AFDD-10/2/B/003 | Y7-187167 | 195.44 | H | Arc Fault Detection Device, 2 poles, B10A, 30mA, type AC
AFDD-10/2/B/003-A | Y7-187168 | 213.03 | H | Arc Fault Detection Device, 2 poles, B10A, 30mA, type A
AFDD-10/2/B/003-LI/A | Y7-187169 | 233.14 | H | Arc Fault Detection Device, 2 poles, B10A, 30mA, KV, type A
AFDD-10/2/C/001 | Y7-187170 | 213.89 | H | Arc Fault Detection Device, 2 poles, C10A, 10mA, type AC
AFDD-10/2/C/001-A | Y7-187171 | 233.14 | H | Arc Fault Detection Device, 2 poles, C10A, 10mA, type A
AFDD-10/2/C/001-LI/A | Y7-187172 | 247.87 | H | Arc Fault Detection Device, 2 poles, C10A, 10mA, KV, type A
AFDD-10/2/C/003 | Y7-187173 | 195.44 | H | Arc Fault Detection Device, 2 poles, C10A, 30mA, type AC
AFDD-10/2/C/003-A | Y7-187174 | 213.03 | H | Arc Fault Detection Device, 2 poles, C10A, 30mA, type A
AFDD-10/2/C/003-LI/A | Y7-187175 | 233.14 | H | Arc Fault Detection Device, 2 poles, C10A, 30mA, KV, type A
AFDD-13/2/B/001 | Y7-187176 | 213.89 | H | Arc Fault Detection Device, 2 poles, B13A, 10mA, type AC
AFDD-13/2/B/001-A | Y7-187177 | 233.14 | H | Arc Fault Detection Device, 2 poles, B13A, 10mA, type A
AFDD-13/2/B/001-LI/A | Y7-187178 | 247.87 | H | Arc Fault Detection Device, 2 poles, B13A, 10mA, KV, type A
AFDD-13/2/B/003 | Y7-187179 | 195.44 | H | Arc Fault Detection Device, 2 poles, B13A, 30mA, type AC
AFDD-13/2/B/003-A | Y7-187180 | 213.03 | H | Arc Fault Detection Device, 2 poles, B13A, 30mA, type A
AFDD-13/2/B/003-LI/A | Y7-187181 | 233.14 | H | Arc Fault Detection Device, 2 poles, B13A, 30mA, KV, type A
AFDD-13/2/C/001 | Y7-187182 | 213.89 | H | Arc Fault Detection Device, 2 poles, C13A, 10mA, type AC
AFDD-13/2/C/001-A | Y7-187183 | 233.14 | H | Arc Fault Detection Device, 2 poles, C13A, 10mA, type A
AFDD-13/2/C/001-LI/A | Y7-187184 | 247.87 | H | Arc Fault Detection Device, 2 poles, C13A, 10mA, KV, type A
AFDD-13/2/C/003 | Y7-187185 | 195.44 | H | Arc Fault Detection Device, 2 poles, C13A, 30mA, type AC
AFDD-13/2/C/003-A | Y7-187186 | 213.03 | H | Arc Fault Detection Device, 2 poles, C13A, 30mA, type A
AFDD-13/2/C/003-LI/A | Y7-187187 | 233.14 | H | Arc Fault Detection Device, 2 poles, C13A, 30mA, KV, type A
AFDD-16/2/B/001 | Y7-187200 | 213.89 | H | Arc Fault Detection Device, 2 poles, B16A, 10mA, type AC
AFDD-16/2/B/001-A | Y7-187201 | 233.14 | H | Arc Fault Detection Device, 2 poles, B16A, 10mA, type A
AFDD-16/2/B/001-LI/A | Y7-187202 | 247.87 | H | Arc Fault Detection Device, 2 poles, B16A, 10mA, KV, type A
AFDD-16/2/B/003 | Y7-187203 | 195.44 | H | Arc Fault Detection Device, 2 poles, B16A, 30mA, type AC
AFDD-16/2/B/003-A | Y7-187204 | 213.03 | H | Arc Fault Detection Device, 2 poles, B16A, 30mA, type A
AFDD-16/2/B/003-LI/A | Y7-187205 | 233.14 | H | Arc Fault Detection Device, 2 poles, B16A, 30mA, KV, type A
AFDD-16/2/C/001 | Y7-187206 | 213.89 | H | Arc Fault Detection Device, 2 poles, C16A, 10mA, type AC
AFDD-16/2/C/001-A | Y7-187207 | 233.14 | H | Arc Fault Detection Device, 2 poles, C16A, 10mA, type A
AFDD-16/2/C/001-LI/A | Y7-187208 | 247.87 | H | Arc Fault Detection Device, 2 poles, C16A, 10mA, KV, type A
AFDD-16/2/C/003 | Y7-187209 | 195.44 | H | Arc Fault Detection Device, 2 poles, C16A, 30mA, type AC
AFDD-16/2/C/003-A | Y7-187210 | 213.03 | H | Arc Fault Detection Device, 2 poles, C16A, 30mA, type A
AFDD-16/2/C/003-LI/A | Y7-187211 | 233.14 | H | Arc Fault Detection Device, 2 poles, C16A, 30mA, KV, type A
AFDD-20/2/B/003 | Y7-187218 | 195.44 | H | Arc Fault Detection Device, 2 poles, B20A, 30mA, type AC
AFDD-20/2/B/003-A | Y7-187219 | 213.03 | H | Arc Fault Detection Device, 2 poles, B20A, 30mA, type A
AFDD-20/2/B/003-LI/A | Y7-187220 | 233.14 | H | Arc Fault Detection Device, 2 poles, B20A, 30mA, KV, type A
AFDD-20/2/C/003 | Y7-187221 | 195.44 | H | Arc Fault Detection Device, 2 poles, C20A, 30mA, type AC
AFDD-20/2/C/003-A | Y7-187222 | 213.03 | H | Arc Fault Detection Device, 2 poles, C20A, 30mA, type A
AFDD-20/2/C/003-LI/A | Y7-187223 | 233.14 | H | Arc Fault Detection Device, 2 poles, C20A, 30mA, KV, type A
AFDD-25/2/B/003 | Y7-187224 | 195.44 | H | Arc Fault Detection Device, 2 poles, B25A, 30mA, type AC
AFDD-25/2/B/003-A | Y7-187225 | 213.03 | H | Arc Fault Detection Device, 2 poles, B25A, 30mA, type A
AFDD-25/2/B/003-LI/A | Y7-187226 | 233.14 | H | Arc Fault Detection Device, 2 poles, B25A, 30mA, KV, type A
AFDD-25/2/C/003 | Y7-187227 | 195.44 | H | Arc Fault Detection Device, 2 poles, C25A, 30mA, type AC
AFDD-25/2/C/003-A | Y7-187228 | 213.03 | H | Arc Fault Detection Device, 2 poles, C25A, 30mA, type A
AFDD-25/2/C/003-LI/A | Y7-187229 | 233.14 | H | Arc Fault Detection Device, 2 poles, C25A, 30mA, KV, type A
AFDD-32/2/B/003 | Y7-187230 | 195.44 | H | Arc Fault Detection Device, 2 poles, B32A, 30mA, type AC
AFDD-32/2/B/003-A | Y7-187231 | 213.03 | H | Arc Fault Detection Device, 2 poles, B32A, 30mA, type A
AFDD-32/2/B/003-LI/A | Y7-187232 | 233.14 | H | Arc Fault Detection Device, 2 poles, B32A, 30mA, KV, type A
AFDD-32/2/C/003 | Y7-187233 | 195.44 | H | Arc Fault Detection Device, 2 poles, C32A, 30mA, type AC
AFDD-32/2/C/003-A | Y7-187234 | 213.03 | H | Arc Fault Detection Device, 2 poles, C32A, 30mA, type A
AFDD-32/2/C/003-LI/A | Y7-187235 | 233.14 | H | Arc Fault Detection Device, 2 poles, C32A, 30mA, KV, type A
AFDD-40/2/B/003 | Y7-187236 | 195.44 | H | Arc Fault Detection Device, 2 poles, B40A, 30mA, type AC
AFDD-40/2/B/003-A | Y7-187237 | 213.03 | H | Arc Fault Detection Device, 2 poles, B40A, 30mA, type A
AFDD-40/2/B/003-LI/A | Y7-187238 | 233.14 | H | Arc Fault Detection Device, 2 poles, B40A, 30mA, KV, type A
AFDD-40/2/C/003 | Y7-187239 | 195.44 | H | Arc Fault Detection Device, 2 poles, C40A, 30mA, type AC
AFDD-40/2/C/003-A | Y7-187240 | 213.03 | H | Arc Fault Detection Device, 2 poles, C40A, 30mA, type A
AFDD-40/2/C/003-LI/A | Y7-187241 | 233.14 | H | Arc Fault Detection Device, 2 poles, C40A, 30mA, KV, type A
AN2 | Y7-176461 | 6.13 | G | P2000 2 MODULE ENCLOSURE
AN25 | Y7-176462 | 13.16 | G | M2000 ISOLATOR ENCLOSURE
AN2EBD | Y7-176464 | 31.29 | G | P2000 MODIFIED ENC & ISOLATOR
AN4EBLS | Y7-176465 | 26.95 | G | 4 MOD ENCL.2PT CV+LOCK SEC CV
ASALMSN | Y7-ASALMSN | 47.03 | H | Eaton MCB Alarm Contact 2Co
ASAUXSN | Y7-ASAUXSN | 47.03 | H | Eaton MCB Aux Contact 1Co
ASLTT1001 | Y7-ASLTT1001 | 14.33 | H | 100A SP DIRECT CONNECTION
ASPDL | Y7-ASPDL | 15.36 | G1 | UNIVERSAL DEVICE LOCKOUT ATTACHMENT
ASPDL27 | Y7-156475 | 24.21 | H | LOCKOUT ATTACHMENT 27mm MCB
ASSNTSN110 | Y7-ASSNTSN110 | 55.04 | H | Eaton MCB Shunt Trip Release 12 -110Vac
ASSNTSN415 | Y7-ASSNTSN415 | 66.77 | H | Eaton MCB Shunt Trip Release 110-415Vac
ASUVRSC230 | Y7-ASUVRSC230 | 119.54 | H | Eaton MCB Under Voltage Release 230 V
B015SS | Y7-174797 | 20.19 | C | 10A 1G SWITCH PUSH - STAINLESS STEEL
B017SS | Y7-174799 | 28.6 | C | 10A INTERMEDIATE SWITCH - STAINLESS STEEL
B021SS | Y7-174801 | 13.11 | C | 10A 1G 2W SWITCH - STAINLESS STEEL
B022SS | Y7-174803 | 18.46 | C | 10A 2G 2W SWITCH - STAINLESS STEEL
B023SS | Y7-174805 | 32.02 | C | 10A 3G 2W SWITCH - STAINLESS STEEL
B048SS | Y7-174807 | 30.82 | C | 10A 3 POLE FAN ISOLATOR - STAINLESS STEEL
B111SS | Y7-174808 | 17.38 | C | 13A 1G SOCKET - STAINLESS STEEL
B112SS | Y7-174809 | 33.16 | C | 13A 2G SOCKET - STAINLESS STEEL
B220NSS | Y7-174810 | 32.51 | C | 13A CONNECTION UNIT + NEON - STAINLESS STEEL
B220SS | Y7-174811 | 23.33 | C | 13A CONNECTION UNIT - STAINLESS STEEL
B221NSS | Y7-174814 | 32.51 | C | 13A SWITCHED FUSED CONNECTION UNIT + NEON - STAINLESS STEEL
B221SS | Y7-174815 | 23.55 | C | 13A SWITCHED CONNECTION UNIT - STAINLESS STEEL
B351SS | Y7-174817 | 27.21 | C | 1G TV CO-AXIAL OUTLET - STAINLESS STEEL
B370SS | Y7-174822 | 90.91 | C | SHAVER SOCKET 230V / 110V AC - STAINLESS STEEL
B391SS | Y7-174823 | 10.76 | C | 1G BLANK PLATE - STAINLESS STEEL
B392SS | Y7-174824 | 19.15 | C | 2G BLANK PLATE - STAINLESS STEEL
B401NSS | Y7-174825 | 27.74 | C | 20A DP SWITCH + NEON - STAINLESS STEEL
B401SS | Y7-174826 | 26.3 | C | 20A DP SWITCH - STAINLESS STEEL
B403NSS | Y7-174827 | 34.43 | C | 20A DP SWITCH + NEON MARKED 'WATER HEATER'
B421NSS | Y7-174829 | 40.4 | C | 50A DP SWITCH + NEON - STAINLESS STEEL (1G PLATE SIZE)
B422NSS | Y7-174830 | 40.33 | C | 50A DP SWITCH + NEON - STAINLESS STEEL (2G PLATE SIZE)
B425NSS | Y7-174831 | 69.15 | C | 45A DP COOKER CONTROL UNIT + NEON - STAINLESS STEEL
B426NSS | Y7-174832 | 41.56 | C | 50A DP SWITCH + NEON 'COOKER' - STAINLESS STEEL
B621NSS | Y7-174835 | 27.65 | C | 13A 1G DP SWITCHED SOCKET 2 E TERMINALS + NEON - STAINLESS STEEL
B621RRSS | Y7-174836 | 22.37 | C | 13A 1G DP SWITCHED SOCKET 2 E TERMINALS + RED ROCKERS - STAINLESS STEEL
B621SS | Y7-174837 | 18.12 | C | 13A 1G DP SWITCHED SOCKET 2 E TERMINALS - STAINLESS STEEL
B622NSS | Y7-174840 | 47.3 | C | 13A 2G DP SWITCHED SOCKET 2 E TERMINALS + NEON - STAINLESS STEEL
B622RRSS | Y7-174841 | 37.1 | C | 13A 2G DP SWITCHED SOCKET 2 E TERMINALS + RED ROCKERS - STAINLESS STEEL
B622SS | Y7-174842 | 27.64 | C | 13A 2G DP SWITCHED SOCKET 2 E TERMINALS - STAINLESS STEEL
B632SS | Y7-174843 | 34.89 | C | 13A 2G DP SWITCHED SOCKET 2 E TERMINALS OUTBOARD ROCKERS - STAINLESS STEEL
B651SS | Y7-175991 | 26.21 | C | 13A 1G DP SWITCHED SOCKET 2 E TERMINALS NON STANDARD - STAINLESS STEEL
B652SS | Y7-175992 | 46.65 | C | 13A 2G DP SWITCHED SOCKET 2 E TERMINALS OUTBOARD ROCKERS - STAINLESS STEEL
B901SS | Y7-174845 | 10.96 | C | 1 MODULE COVER PLATE - STAINLESS STEEL
B902SS | Y7-174847 | 10.96 | C | 2 MODULE COVER PLATE - STAINLESS STEEL
B903SS | Y7-174849 | 17.33 | C | 3 MODULE COVER PLATE - STAINLESS STEEL
B904SS | Y7-174851 | 17.33 | C | 4 MODULE COVER PLATE - STAINLESS STEEL
B906SS | Y7-174853 | 30 | C | 6 MODULE COVER PLATE (2 BANKS) - STAINLESS STEEL
B908SS | Y7-174855 | 30 | C | 8 MODULE COVER PLATE (2 BANKS) - STAINLESS STEEL
B912SS | Y7-174856 | 37.63 | C | 12 MODULE COVER PLATE (3 BANKS) - STAINLESS STEEL
B918SS | Y7-174857 | 76.54 | C | 18 MODULE COVER PLATE (3 BANKS) - STAINLESS STEEL
B924SS | Y7-174858 | 91.4 | C | 24 MODULE COVER PLATE (4 BANKS) - STAINLESS STEEL
BAO35 | BAO35 | 12.32 | K | 35AMP 500V a.c. BS88 REF A3 gG FUSE
BAO40 | BAO40 | 12.32 | K | 40AMP 500V a.c. BS88 REF A3 gG FUSE
BAO50 | BAO50 | 12.94 | K | 50AMP 500V a.c. BS88 REF A3 gG FUSE
BAO63 | BAO63 | 12.64 | K | 63AMP 500V a.c. BS88 REF A3 gG FUSE
BAO63M100 | BAO63M100 | 20.43 | K | 63M100 500V a.c. BS88 REF A3 gM FUSE
BAO63M80 | BAO63M80 | 19.62 | K | 63M80 500V a.c. BS88 REF A3 gM FUSE
BC40 | BC40 | 16.58 | K | 40AMP 500V a.c/250V d.c gG IND. FUSE
BC63 | BC63 | 18.13 | K | 63AMP 500V a.c/250V d.c gG IND. FUSE
BC63M100 | BC63M100 | 21.74 | K | 63M100AMP 500V a.c/250V d.c gM IND. FUSE
BC63M80 | BC63M80 | 20.66 | K | 63M80AMP 500V a.c/250V d.c gM IND. FUSE
BD40 | BD40 | 20.5 | K | 40AMP 500V AC / 250V DC
BD50 | BD50 | 20.5 | K | BD 50A 500V a.c/250V d.c gG IND. FUSE
BD63 | BD63 | 20.5 | K | BD 63A 500V a.c/250V d.c gG IND. FUSE
C011 | Y7-174859 | 2.57 | C | 10A 1G 1W SW
C011B | Y7-174860 | 2.68 | C | 10A 1G 1W SW BLK
C011WH | Y7-174861 | 3.78 | C | 10A 1G 1W SWITCH
C012 | Y7-174862 | 4.96 | C | 10A 2G 1W SWITCH
C012B | Y7-174863 | 5.2 | C | 10A 2G 1W SWITCH BLK
C012WH | Y7-174864 | 6.14 | C | 10A 2G 1W SWITCH
C013 | Y7-174865 | 7.88 | C | 10A 3G 1W SW
C013B | Y7-174866 | 8.29 | C | 10A 3G 1W SW BLK
C013WH | Y7-174867 | 9.09 | C | 10A 3G 1W SWITCH
C014 | Y7-174868 | 17.9 | C | 10A 4G 1W SW
C014B | Y7-174869 | 18.77 | C | 10A 4G 1W SW
C014WH | Y7-174870 | 19.44 | C | 10A 4G 1W SWITCH
C015 | Y7-174871 | 6.73 | C | 10A 1G SW PUSH
C015B | Y7-174872 | 7.07 | C | 10A 1G SW PUSH BLK
C015LWH | Y7-174873 | 8.21 | C | 10A 1G SW PUSH LIGHT
C015WH | Y7-174874 | 8.21 | C | 10A 1G SW PUSH
C017 | Y7-174875 | 9.26 | C | 10A INT SW
C017B | Y7-174876 | 9.7 | C | 10A INT SW BLK
C017WH | Y7-174877 | 10.44 | C | 10A INT SWITCH
C021 | Y7-174878 | 3.05 | C | 10A 1G 2W SW
C021B | Y7-174879 | 3.14 | C | 10A 1G 2W SW BLK
C021WH | Y7-174880 | 4.26 | C | 10A 1G 2W SWITCH
C022 | Y7-174881 | 4.31 | C | 10A 2G 2W SW
C022B | Y7-174882 | 4.49 | C | 10A 2G 2W SW BLK
C022WH | Y7-174883 | 5.4 | C | 10A 2G 2W SWITCH
C023 | Y7-174884 | 7.92 | C | 10A 3G 2W SW
C023B | Y7-174885 | 8.31 | C | 10A 3G 2W SW BLK
C023WH | Y7-174886 | 9.11 | C | 10A 3G 2W SW
C024 | Y7-174887 | 17.9 | C | 10A 4G 2W SW
C024B | Y7-174888 | 18.77 | C | 10A 4G 2W SW BLK
C024WH | Y7-174889 | 19.44 | C | 10A 4G 2W SWITCH
C026 | Y7-174890 | 33.29 | C | 10A 6G 2W SW
C026B | Y7-174891 | 34.95 | C | 10A 6G 2W SW BLK
C026WH | Y7-174892 | 34.89 | C | 10A 6G 2W SWITCH
C032 | Y7-174893 | 8.02 | C | 10A 2G 2W H BRDSW
C032WH | Y7-174895 | 9.24 | C | 10A 2G 2W H BRDSW
C041 | Y7-174896 | 6.94 | C | 10A 1G 2W BRD SW COPA INT
C041B | Y7-174897 | 7.29 | C | 10A 1G 2W BRD SW COPA INT BLK
C041WH | Y7-174898 | 8.15 | C | 10A 1G 2W BRDSW
C045B | Y7-174900 | 9.31 | C | 10A 1G 1W BRDSW PUSH BLK
C045WH | Y7-174901 | 10.09 | C | 10A 1G 1W BRDSW PUSH
C047B | Y7-174903 | 14.91 | C | 10A INT BROAD SW BLK
C047WH | Y7-174904 | 15.42 | C | 10A INT BRDSW
C048 | Y7-174905 | 10.63 | C | 10A 3POLE BRDFAN ISO
C048B | Y7-174906 | 11.17 | C | 10A 3POLE BRDFAN ISO BLK
C048WH | Y7-174907 | 12.07 | C | 10A 3POLE BRDFAN ISO
C049WH | Y7-174908 | 12.07 | C | 10A 3POLE BRD ISOLATOR
C111A | Y7-174909 | 8.31 | C | 13A 1G SKT
C111BA | Y7-174910 | 8.68 | C | 13A 1G SKT BLK
C111WHA | Y7-174911 | 9.48 | C | 13A 1G SKT COPA WITH COVER
C112B | Y7-174913 | 11.15 | C | 13A 2G SOCKET BLACK
C112WH | Y7-174914 | 12.11 | C | 13A 2G SOCKET COPA WITH COVER
C212 | Y7-174916 | 1.81 | C | Cable outlet adaptor plate for FCU & 20A sw
C220 | Y7-174917 | 10.67 | C | 13A CONNECTION UNIT - WHITE INTERIOR
C220B | Y7-174918 | 11.2 | C | 13A CONNECTION UNIT INTERIOR - BLACK INTERIOR
C220N | Y7-174919 | 17.25 | C | 13A CONNECTION UNIT INTERIOR + NEON - WHITE INTERIOR
C220NB | Y7-174920 | 18.12 | C | 13A CONNECTION UNIT INTERIOR + NEON - BLACK INTERIOR
C220NWH | Y7-174921 | 18.46 | C | 13A CONNECTION UNIT + NEON
C220WH | Y7-174922 | 11.87 | C | 13A CONNECTION UNIT
C221 | Y7-174923 | 10.26 | C | 13A SWITCHED CONNECTION UNIT - WHITE INTERIOR
C221B | Y7-174924 | 10.77 | C | 13A SWITCHED CONNECTION UNIT - BLACK INTERIOR
C221N | Y7-174925 | 13.3 | C | 13A SWITCHED CONNECTION UNIT + NEON
C221NB | Y7-174926 | 14.03 | C | 13A SWITCHED CONNECTION UNIT + NEON - BLACK INTERIOR
C221NWH | Y7-174927 | 14.52 | C | 13A SWITCHED CONNECTION UNIT + NEON
C221WH | Y7-174928 | 11.44 | C | 13A SWITCHED CONNECTION UNIT
C351 | Y7-174932 | 7.29 | C | 1G TV CO-AX OUTLET
C351B | Y7-174933 | 7.63 | C | 1G TV CO-AX OUTLET BLK
C351WH | Y7-174934 | 8.48 | C | 1G TV CO-AX OUTLET
C352WH | Y7-174937 | 16.5 | C | 2G TV CO-AX OUTLET
C354 | Y7-174941 | 21.73 | C | 2G TV FM DIPLEX CO-AX OUTLET
C354WH | Y7-175993 | 22.93 | C | 2G TV FM DIPLEX CO-AX OUTLET
C355B | Y7-174944 | 12.53 | C | 1G SAT OUTLET BLK
C355WH | Y7-174945 | 13.15 | C | 1G SAT OUTLET
C356B | Y7-174947 | 19.01 | C | 2G TV SAT OUTLET BLK
C356WH | Y7-174948 | 19.3 | C | 2G TV SAT OUTLET
C360 | Y7-174952 | 10.92 | C | 1G TEL OUTLET MASTER
C360B | Y7-174953 | 11.42 | C | 1G TEL OUTLET MASTER BLK
C360WH | Y7-174954 | 12.07 | C | 1G TEL OUTLET MASTER
C361 | Y7-174955 | 6.08 | C | 1G TEL OUT SECONDARY
C361B | Y7-174956 | 6.42 | C | 1G TEL OUT SECONDARY BLK
C361WH | Y7-174957 | 7.29 | C | 1G TEL OUT SECONDARY
C362 | Y7-174958 | 8.85 | C | 1G AMERICAN TEL OUTLET
C362B | Y7-174959 | 9.29 | C | 1G AMERICAN TEL OUTLET BLK
C363 | Y7-174961 | 11.42 | C | 1G RJ45 CAT 6 OUTLET COPA INTERIOR
C363B | Y7-174962 | 11.99 | C | 1G RJ45 CAT 6 OUTLET COPA INTERIOR BLACK
C363WH | Y7-174963 | 12.63 | C | 1G RJ45 CAT 6 OUTLET COPA WITH COVER WHITE
C370 | Y7-174964 | 43.48 | C | SHAVER DUAL V 240 110AC UNIT
C370B | Y7-174965 | 47.08 | C | SHVR DUAL V 240 110AC UNIT BLK
C370WH | Y7-174966 | 45.08 | C | SHAVER DUAL V 240 110AC UNIT
C391 | Y7-174967 | 2.54 | C | 1G BLANK PLATE
C391WH | Y7-174968 | 3.76 | C | 1G BLANK PLATE
C392 | Y7-174969 | 4.96 | C | 2G BLANK PLATE
C392WH | Y7-174970 | 6.49 | C | 2G BLANK PLATE
C401 | Y7-174971 | 7.42 | C | 20A DP SWITCH - WHITE INTERIOR
C401B | Y7-174972 | 7.74 | C | 20A DP SWITCH - BLACK INTERIOR
C401N | Y7-174973 | 12.29 | C | 20A DP SWITCH+ NEON - WHITE INTERIOR
C401NB | Y7-174974 | 12.94 | C | 20A DP SWITCH+ NEON - BLACK INTERIOR
C401NWH | Y7-174773 | 13.5 | C | 20A DP SWITCH + NEON
C401WH | Y7-174774 | 8.62 | C | 20A DP SWITCH
C403NWH | Y7-174775 | 16.93 | C | 20A DP SWITCH + NEON WHITE
C403WH | Y7-174776 | 12.04 | C | 20A DP SWITCH WHITE
C415B | Y7-174778 | 14.97 | C | 15A 1G SP SW SOCKET BLK
C415WH | Y7-174779 | 15.54 | C | 15A 1G SP SW SKT
C421N | Y7-174780 | 19.92 | C | 50A DP SWITCH + NEON
C421NB | Y7-174781 | 20.91 | C | 50A DP SWITCH + NEON - BLACK INTERIOR
C421NWH | Y7-174782 | 21.58 | C | 50A DP SWITCH+ NEON
C422N | Y7-174783 | 15.24 | C | 50A DP SWITCH + NEON 1G - WHITE INTERIOR
C422NB | Y7-174784 | 16.01 | C | 50A DP SWITCH + NEON 1G - BLACK INTERIOR
C422NWH | Y7-174785 | 16.5 | C | 50A 1G DP SWITCH + NEON
C425 | Y7-174990 | 20.11 | C | 45A DP COOKER CONTROL UNIT - WHITE INTERIOR
C425B | Y7-174991 | 21.11 | C | 45A DP COOKER CONTROL UNIT - BLACK INTERIOR
C425N | Y7-174992 | 28.89 | C | 45A DP COOKER CONTROL UNIT + NEON
C425NB | Y7-174993 | 30.28 | C | 45A DP COOKER CONTROL UNIT + NEON - BLACK INTERIOR
C425NWH | Y7-174994 | 30.51 | C | 45A DP COOKER CONTROL + NEON
C425WH | Y7-174995 | 21.8 | C | 45A DP COOKER CONTROL UNIT
C621 | Y7-175000 | 6.02 | C | 13A 1G DP SW SKT COPA INTERIOR
C621B | Y7-175001 | 6.29 | C | 13A 1G DP SW SKT COPA INTERIOR BLACK
C621N | Y7-175002 | 14.33 | C | 13A 1G DP SW SKT NEON COPA INTERIOR
C621NB | Y7-175003 | 15.01 | C | 13A 1G DP SW SKT NEON COPA INTERIOR BLACK
C621NWH | Y7-175004 | 15.58 | C | 13A 1G DP SW SKT NEON COPA WITH COVER WHITE
C621WH | Y7-175005 | 7.23 | C | 13A 1G DP SW SKT COPA WITH COVER WHITE
C622 | Y7-175006 | 8.41 | C | 13A 2G DP SW SKT COPA INTERIOR
C622B | Y7-175007 | 8.85 | C | 13A 2G DP SW SKT COPA INTERIOR BLACK
C622N | Y7-175008 | 24.37 | C | 13A 2G DP SW SKT NEON COPA INTERIOR
C622NB | Y7-175009 | 25.59 | C | 13A 2G DP SW SKT NEON COPA INTERIOR BLACK
C622NWH | Y7-175010 | 25.91 | C | 13A 2G DP SW SKT NEON COPA WITH COVER WHITE
C622WH | Y7-175011 | 10.02 | C | 13A 2G DP SW SKT COPA WITH COVER WHITE
C632 | Y7-175012 | 11.97 | C | 13A 2G DP SWITCHED SOCKET 2 E TERMINALS OUTBOARD ROCKERS INTERIOR - WHITE INTERIOR
C632B | Y7-175013 | 12.57 | C | 13A 2G DP SWITCHED SOCKET 2 E TERMINALS OUTBOARD ROCKERS - BLACK INTERIOR
C632WH | Y7-175014 | 13.53 | C | 13A 2G DP SWITCHED SOCKET 2 E TERMINALS OUTBOARD ROCKERS
C651B | Y7-175016 | 14.64 | C | 13A 1G DP SWITCHED SOCKET 2 E TERMINALS NON STANDARD - BLACK INTERIOR
C651WH | Y7-175017 | 13.78 | C | 13A 1G DP SWITCHED SOCKET 2 E TERMINALS NON STANDARD
C652WH | Y7-175020 | 26.11 | C | 13A 2G DP SWITCHED SOCKET 2 E TERMINALS NON STANDARD
C692B | Y7-180447 | 48.88 | C | 13A 2G SW SKT WITH 2 x USB SOCKET INT BLK
C692WH | Y7-180446 | 49.38 | C | 13A 2G SW SKT WITH 2 x USB SOCKET WHITE COVER
C901 | Y7-175025 | 3.4 | C | 1 MODULE
C901B | Y7-175026 | 3.4 | C | 1 MODULE - BLACK
C901WH | Y7-175027 | 3.4 | C | 1 MODULE
C902 | Y7-175028 | 3.4 | C | 2 MODULE
C902B | Y7-175029 | 3.4 | C | 2 MODULE - BLACK
C902WH | Y7-175030 | 3.4 | C | 2 MODULE
C903 | Y7-175031 | 4.54 | C | 3 MODULE
C903B | Y7-175032 | 4.54 | C | 3 MODULE - BLACK
C903WH | Y7-175033 | 4.54 | C | 3 MODULE
C904 | Y7-175034 | 4.54 | C | 4 MODULE
C904B | Y7-175035 | 4.54 | C | 4 MODULE - BLACK
C904WH | Y7-175036 | 4.54 | C | 4 MODULE
C906 | Y7-175037 | 7.03 | C | 6 MODULE INTERIOR WITH FRAME (2 BANKS) - WHITE
C906B | Y7-175038 | 7.36 | C | 6 MODULE INTERIOR WITH FRAME (2 BANKS) - BLACK
C908 | Y7-175039 | 7.03 | C | 8 MODULE INTERIOR WITH FRAME (2 BANKS) - WHITE
C908B | Y7-175040 | 7.36 | C | 8 MODULE INTERIOR WITH FRAME (2 BANKS) - BLACK
C9111WH | Y7-175994 | 175.93 | C | 1000W UNIVERSAL DIMMER 2 GANG SIZE
C912 | Y7-175042 | 12.26 | C | 12 MODULE INTERIOR WITH FRAME (3 BANKS) - WHITE
C912B | Y7-175043 | 12.91 | C | 12 MODULE INTERIOR WITH FRAME (3 BANKS) - BLACK
C9131WH | Y7-175045 | 19.43 | C | 250W 1G 2W PUSH TUNGSTEN
C9132 | Y7-175046 | 32.54 | C | 250W 2G 2W PUSH TUNGSTEN
C9132WH | Y7-175047 | 33.75 | C | 250W 2G 2W PUSH TUNGSTEN
C9141WH | Y7-175049 | 25.07 | C | 400W 1G 2W PUSH TUNGSTEN COPA
C918 | Y7-175050 | 23.68 | C | 18 MODULE INTERIOR WITH FRAME (3 BANKS)
C918B | Y7-175051 | 24.87 | C | 18 MODULE INTERIOR WITH FRAME (3 BANKS) - BLACK
C924 | Y7-175052 | 34.65 | C | 24 MODULE INTERIOR WITH FRAME (4 BANKS)
C924B | Y7-175053 | 36.4 | C | 24 MODULE INTERIOR WITH FRAME (4 BANKS) - BLACK
CAAE-01/01 | Y7-240697 | 104.33 | HJ | RF ANALOGUE ACTUATOR-0-10-VDC
CAAE-01/02 | Y7-240698 | 104.33 | HJ | RF ANALOGUE ACTUATOR-1-10-VDC
CAAE-01/03 | Y7-137384 | 104.33 | HJ | Analogue actuator 0-10Vdc Mod
CAAE-01/04 | Y7-137385 | 104.33 | HJ | Analogue actuator 1-10Vdc
CAEE-02/01 | Y7-112240 | 113.79 | HJ | RF ANALOGUE INPUT 2-CHANNEL
CBEU-02/02 | Y7-265627 | 112.41 | HJ | RF BINARY INPUT 2 CONTACT-BATTERY
CBMA-02/01 | Y7-104921 | 152.84 | HJ | RF PIR MOTION DETECTOR
CBTZ-00/01 | Y7-265646 | 2.39 | HJ | BATTERY TYPE1-3V/CR2430
CBTZ-00/02 | Y7-265647 | 5.78 | HJ | Battery type2-3V/CR2477
CCIA-02/01 | Y7-155447 | 498.89 | HJ | ETHERNET COMMS LAN INTERFACE
CCIA-03/01 | Y7-155448 | 498.77 | HJ | ETHERNET COMMS LAN INTERFACE POE
CD100 | CD100 | 19.51 | K | 100A 500V a.c. gG BS88 REF B1 IND. FUSE
CD100M125 | CD100M125 | 36.14 | K | 100M125 415V a.c. BS88 REF B1 gM FUSE
CD100M160 | CD100M160 | 36.61 | K | 100M160 415V a.c. BS88 REF B1 gM FUSE
CD100M200 | CD100M200 | 41.39 | K | 100M200 415V AC INDUST.
CD80 | CD80 | 20.32 | K | CD 80A 500V a.c/250V d.c gG IND. FUSE
CDAP-01/13 | Y7-109366 | 122.82 | HJ | RF PLUG-IN DIMMING ADAPTER
CEMU-01/03 | Y7-136476 | 179.28 | HJ | ENERGY MONITOR WITH SENSOR
CEMU-01/04 | Y7-136477 | 144.77 | HJ | CEMU-01/04
CEO100 | CEO100 | 19.32 | K | 100AMP 500V a.c. BS88 REF A4 gG FUSE
CEO100M125 | CEO100M125 | 36.16 | K | 100M125 415V a.c. BS88 REF A4 gM FUSE
CEO100M160 | CEO100M160 | 36.55 | K | 100M160 415V a.c. BS88 REF A4 gM FUSE
CEO100M200 | CEO100M200 | 41.39 | K | 100M200 415V a.c. BS88 REF A4 gM FUSE
CEO32 | CEO32 | 20.5 | K | 32AMP 500V a.c. BS88 REF A4 gG FUSE
CEO40 | CEO40 | 20.5 | K | 40AMP 500V AC BS88 gG FUSE
CEO50 | CEO50 | 20.5 | K | 50AMP 500V a.c. BS88 REF A4 gG FUSE
CEO63 | CEO63 | 20.5 | K | 63AMP 500V a.c. BS88 REF A4 gG FUSE
CEO80 | CEO80 | 19.32 | K | 80AMP 500V a.c. BS88 REF A4 gG FUSE
CHAZ-01/12 | Y7-164333 | 471.39 | HJ | Multivalve heating actuator
CHCA-00/01 | Y7-171230 | 611.77 | HJ | Smart Home Controller
CHSZ-02/02 | Y7-109383 | 99.43 | HJ | REMOTE CONTROL 2 CHANNEL (MINI)
CHSZ-12/03 | Y7-109384 | 131.12 | HJ | REMOTE CONTROL 12 CHANNEL
CHSZ-12/04 | Y7-118803 | 189.61 | HJ | CHSZ-12/04
CHVZ-01/03 | Y7-156596 | 145.22 | HJ | RF RADIATOR VALVE ACTUATOR
CIZE-02/01 | Y7-118799 | 176.56 | HJ | CIZE-02/01
CJAU-01/02 | Y7-240696 | 85.88 | HJ | Shutter actuator
CJAU-01/03 | Y7-109231 | 86.39 | HJ | Blind Shutter Actuator
CKOZ-00/03 | Y7-104928 | 131.68 | HJ | RF COMMUNICATION INTERFACE
CKOZ-00/13 | Y7-168548 | 167.92 | HJ | USB RF Configuration stick
CKOZ-00/14 | Y7-168549 | 125.93 | HJ | USB RF Communication stick
CM011HP | Y7-175062 | 8.52 | C | 10A 1G 1W SW COPA PLATE HP
CM011PB | Y7-175063 | 8.52 | C | PB CVR FOR C011 C017 C021 C461
CM011SB | Y7-175064 | 8.52 | C | SB CVR FOR C011 C017 C021 C461
CM011SS | Y7-175065 | 8.52 | C | SS CVR FOR C011 C017 C021 C461
CM012HP | Y7-175066 | 8.52 | C | 10A 2G 1W SW COPA PLATE HP
CM012PB | Y7-175067 | 8.52 | C | PB COVER FOR C012 C022
CM012SB | Y7-175068 | 8.52 | C | SB COVER FOR C012 C022
CM012SS | Y7-175069 | 8.52 | C | SS COVER FOR C012 C022
CM013HP | Y7-175070 | 8.52 | C | HP CV FOR C013/23 C032 C041/47
CM013PB | Y7-175071 | 8.52 | C | PB CV FOR C013/23 C032 C041/47
CM013SB | Y7-175072 | 8.52 | C | SB CV FOR C013/23 C032 C041/47
CM013SS | Y7-175073 | 8.52 | C | SS CV FOR C013/23 C032 C041/47
CM014HP | Y7-175074 | 9.51 | C | HP COVER FOR C014 C024
CM014PB | Y7-175075 | 9.51 | C | PB COVER FOR C014 C024
CM014SB | Y7-175076 | 9.51 | C | SB COVER FOR C014 C024
CM014SS | Y7-175077 | 9.51 | C | SS COVER FOR C014 C024
CM015HP | Y7-175078 | 8.82 | C | HP COVER FOR C015 BELL SYMBOL
CM015LPB | Y7-175996 | 8.82 | C | PB COVER FOR C015 LIGHT SYMBOL
CM015LSS | Y7-175079 | 8.82 | C | SS COVER FOR C015 LIGHT SYMBOL
CM015PB | Y7-175080 | 8.82 | C | PB COVER FOR C015 BELL SYMBOL
CM015SB | Y7-175081 | 8.82 | C | SB COVER FOR C015 BELL SYMBOL
CM015SS | Y7-175082 | 8.82 | C | SS COVER FOR C015 BELL SYMBOL
CM026HP | Y7-175083 | 9.51 | C | HP COVER FOR C026
CM026PB | Y7-175084 | 9.51 | C | PB COVER FOR C026
CM026SB | Y7-175085 | 9.51 | C | SB COVER FOR C026
CM026SS | Y7-175086 | 9.51 | C | SS COVER FOR C026
CM045PB | Y7-175998 | 8.52 | C | PB COVER FOR C045 BELL SYMBOL
CM045SB | Y7-175999 | 8.52 | C | SB COVER FOR C045 BELL SYMBOL
CM045SS | Y7-175087 | 8.52 | C | SS COVER FOR C045 BELL SYMBOL
CM048HP | Y7-175088 | 8.82 | C | HP COVER FOR C048 FAN ISOLATOR
CM048PB | Y7-175089 | 8.82 | C | PB COVER FOR C048 FAN ISOLATOR
CM048SB | Y7-175090 | 8.82 | C | SB COVER FOR C048 FAN ISOLATOR
CM048SS | Y7-175091 | 8.82 | C | SS COVER FOR C048 FAN ISOLATOR
CM049PB | Y7-176000 | 8.82 | C | PB COVER FOR C049 ISOLATOR
CM049SB | Y7-176001 | 8.82 | C | SB COVER FOR C049 ISOLATOR
CM049SS | Y7-175093 | 8.82 | C | SS COVER FOR C049 ISOLATOR
CM111HPA | Y7-175794 | 8.43 | C | HP COVER FOR C111A
CM111PBA | Y7-175795 | 8.43 | C | PB COVER FOR C111A
CM111SBA | Y7-175094 | 8.43 | C | SB COVER FOR C111A
CM111SSA | Y7-175796 | 8.43 | C | SS COVER FOR C111A
CM112PB | Y7-175096 | 9.51 | C | PB COVER FOR C112
CM112SB | Y7-175097 | 9.51 | C | SB COVER FOR C112
CM112SS | Y7-175098 | 9.51 | C | SS COVER FOR C112
CM220HP | Y7-175099 | 8.52 | C | HP COVER FOR C220
CM220NHP | Y7-175100 | 8.52 | C | HP COVER FOR C220N
CM220NPB | Y7-175101 | 8.52 | C | PB COVER FOR C220N
CM220NSB | Y7-175102 | 8.52 | C | SB COVER FOR C220N
CM220NSS | Y7-175103 | 8.52 | C | SS COVER FOR C220N
CM220PB | Y7-175104 | 8.52 | C | PB COVER FOR C220
CM220SB | Y7-175105 | 8.52 | C | SB COVER FOR C220
CM220SS | Y7-175106 | 8.52 | C | SS COVER FOR C220
CM221HP | Y7-175107 | 8.52 | C | HP COVER FOR C221
CM221NHP | Y7-175108 | 8.52 | C | HP COVER FOR C221N
CM221NPB | Y7-175109 | 8.52 | C | PB COVER FOR C221N
CM221NSB | Y7-175110 | 8.52 | C | SB COVER FOR C221N
CM221NSS | Y7-175111 | 8.52 | C | SS COVER FOR C221N
CM221PB | Y7-175112 | 8.52 | C | PB COVER FOR C221
CM221SB | Y7-175113 | 8.52 | C | SB COVER FOR C221
CM221SS | Y7-175114 | 8.52 | C | SS COVER FOR C221
CM351HP | Y7-175119 | 8.52 | C | HP CV C351/3/5 ALL 1G DIMMERS
CM351PB | Y7-175120 | 8.52 | C | PB CV C351/3/5 ALL 1G DIMMERS
CM351SB | Y7-175121 | 8.52 | C | SB CV C351/3/5 ALL 1G DIMMERS
CM351SS | Y7-175122 | 8.52 | C | SS CV C351/3/5 ALL 1G DIMMERS
CM352HP | Y7-175123 | 8.52 | C | HP COVER FOR C352 C354 C356
CM352PB | Y7-175124 | 8.52 | C | PB COVER FOR C352 C354 C356
CM352SB | Y7-175125 | 8.52 | C | SB COVER FOR C352 C354 C356
CM352SS | Y7-175126 | 8.52 | C | SS COVER FOR C352 C354 C356
CM360HP | Y7-175130 | 8.52 | C | HP COVER FOR C360 C361 C362 C363
CM360PB | Y7-175131 | 8.52 | C | PB COVER FOR C360 C361 C362 C363
CM360SB | Y7-175132 | 8.52 | C | SB COVER FOR C360 C361 C362 C363
CM360SS | Y7-175133 | 8.52 | C | SS COVER FOR C360 C361 C362 C363
CM370HP | Y7-175134 | 9.51 | C | HP COVER FOR C370
CM370PB | Y7-175135 | 9.51 | C | PB COVER FOR C370
CM370SB | Y7-175136 | 9.51 | C | SB COVER FOR C370
CM370SS | Y7-175137 | 9.51 | C | SS COVER FOR C370
CM391HP | Y7-175138 | 8.52 | C | HP COVER FOR C391
CM391PB | Y7-175139 | 8.52 | C | PB COVER FOR C391
CM391SB | Y7-175140 | 8.52 | C | SB COVER FOR C391
CM391SS | Y7-175141 | 8.52 | C | SS COVER FOR C391
CM392HP | Y7-175142 | 9.51 | C | HP COVER FOR C392
CM392PB | Y7-175143 | 9.51 | C | PB COVER FOR C392
CM392SB | Y7-175144 | 9.51 | C | SB COVER FOR C392
CM392SS | Y7-175145 | 9.51 | C | SS COVER FOR C392
CM401HP | Y7-175146 | 8.52 | C | HP COVER FOR C401
CM401NHP | Y7-175147 | 8.52 | C | HP COVER FOR C401N
CM401NPB | Y7-175148 | 8.52 | C | PB COVER FOR C401N
CM401NSB | Y7-175149 | 8.52 | C | SB COVER FOR C401N
CM401NSS | Y7-175150 | 8.52 | C | SS COVER FOR C401N
CM401PB | Y7-175151 | 8.52 | C | PB COVER FOR C401
CM401SB | Y7-175152 | 8.52 | C | SB COVER FOR C401
CM401SS | Y7-175153 | 8.52 | C | SS COVER FOR C401
CM403NHP | Y7-175154 | 10.07 | C | HP COVER FOR C401N 'WATER HEATER'
CM403NPB | Y7-175155 | 10.07 | C | PB COVER FOR C401N 'WATER HEATER'
CM403NSB | Y7-175156 | 10.07 | C | SB COVER FOR C401N 'WATER HEATER'
CM403NSS | Y7-175157 | 10.07 | C | SS COVER FOR C401N 'WATER HEATER'
CM403SB | Y7-175158 | 10.07 | C | SB COVER FOR C401 'WATER HEATER'
CM403SS | Y7-175799 | 10.07 | C | SS COVER FOR C401 'WATER HEATER'
CM415HP | Y7-175159 | 8.52 | C | HP COVER FOR C415
CM415PB | Y7-175160 | 8.52 | C | PB COVER FOR C415
CM415SB | Y7-175161 | 8.52 | C | SB COVER FOR C415
CM415SS | Y7-175162 | 8.52 | C | SS COVER FOR C415
CM421NHP | Y7-175163 | 9.51 | C | HP COVER FOR C421N
CM421NPB | Y7-175164 | 9.51 | C | PB COVER FOR C421N
CM421NSB | Y7-175165 | 9.51 | C | SB COVER FOR C421N
CM421NSS | Y7-175166 | 9.51 | C | SS COVER FOR C421N
CM422NHP | Y7-175167 | 8.52 | C | HP COVER FOR C422N
CM422NPB | Y7-175168 | 8.52 | C | PB COVER FOR C422N
CM422NSB | Y7-175169 | 8.52 | C | SB COVER FOR C422N
CM422NSS | Y7-174975 | 8.52 | C | SS COVER FOR C422N
CM423NHP | Y7-174976 | 11.71 | C | HP COVER FOR C421N 'COOKER'
CM423NSS | Y7-174977 | 11.71 | C | SS COVER FOR C421N 'COOKER'
CM424NSS | Y7-175805 | 11.71 | C | SS COVER C421N 'AIR CONDITIONER'
CM425HP | Y7-174978 | 9.51 | C | HP COVER FOR C425
CM425NHP | Y7-174979 | 9.51 | C | HP COVER FOR C425N
CM425NPB | Y7-174980 | 9.51 | C | PB COVER FOR C425N
CM425NSB | Y7-174981 | 9.51 | C | SB COVER FOR C425N
CM425NSS | Y7-174982 | 9.51 | C | SS COVER FOR C425N
CM425PB | Y7-174983 | 9.51 | C | PB COVER FOR C425
CM425SB | Y7-174984 | 9.51 | C | SB COVER FOR C425
CM425SS | Y7-174985 | 9.51 | C | SS COVER FOR C425
CM621HP | Y7-174986 | 8.43 | C | HP COVER FOR C621
CM621NPB | Y7-175183 | 8.43 | C | PB COVER FOR C621N
CM621NSB | Y7-175184 | 8.43 | C | SB COVER FOR C621N
CM621NSS | Y7-175185 | 8.43 | C | HP COVER FOR C621N
CM621PB | Y7-175186 | 8.43 | C | PB COVER FOR C621
CM621SB | Y7-175187 | 8.43 | C | SB COVER FOR C621
CM621SS | Y7-175188 | 8.43 | C | SS COVER FOR C621
CM622HP | Y7-175189 | 9.42 | C | HP COVER FOR C622
CM622NHP | Y7-175190 | 9.42 | C | HP COVER FOR C622N
CM622NPB | Y7-175191 | 9.42 | C | PB COVER FOR C622N
CM622NSB | Y7-175192 | 9.42 | C | SB COVER FOR C622N
CM622NSS | Y7-175193 | 9.42 | C | HP COVER FOR C622N
CM622PB | Y7-175194 | 9.42 | C | PB COVER FOR C622
CM622SB | Y7-175195 | 9.42 | C | SB COVER FOR C622
CM622SS | Y7-175196 | 9.42 | C | SS COVER FOR C622
CM632HP | Y7-175197 | 9.51 | C | HP COVER FOR C632, C652
CM632PB | Y7-175198 | 9.51 | C | PB COVER FOR C632, C652
CM632SB | Y7-175199 | 9.51 | C | SB COVER FOR C632, C652
CM632SS | Y7-175200 | 9.51 | C | SS COVER FOR C632, C652
CM692HP | Y7-180450 | 9.42 | C | HP COVER FOR C692
CM692PB | Y7-180451 | 9.42 | C | PB COVER FOR C692
CM692SB | Y7-180449 | 9.42 | C | SB COVER FOR C692
CM692SS | Y7-180448 | 9.42 | C | SS COVER FOR C692
CM901HP | Y7-175201 | 8.52 | C | 1 MODULE - HIGHLY POLISHED
CM901PB | Y7-175202 | 8.52 | C | 1 MODULE - POLISHED BRASS
CM901SB | Y7-175203 | 8.52 | C | 1 MODULE - SATIN BRONZE
CM901SS | Y7-175204 | 8.52 | C | 1 MODULE - STAINLESS STEEL
CM902HP | Y7-175205 | 8.52 | C | 2 MODULE - HIGHLY POLISHED
CM902PB | Y7-175206 | 8.52 | C | 2 MODULE - POLISHED BRASS
CM902SB | Y7-175207 | 8.52 | C | 2 MODULE - SATIN BRONZE
CM902SS | Y7-175208 | 8.52 | C | 2 MODULE - STAINLESS STEEL
CM903HP | Y7-175209 | 9.51 | C | 3 MODULE - HIGHLY POLISHED
CM903PB | Y7-175210 | 9.51 | C | 3 MODULE - POLISHED BRASS
CM903SB | Y7-175211 | 9.51 | C | 3 MODULE - SATIN BRONZE
CM903SS | Y7-175212 | 9.51 | C | 3 MODULE - STAINLESS STEEL
CM904HP | Y7-175213 | 9.51 | C | 4 MODULE - HIGHLY POLISHED
CM904PB | Y7-175214 | 9.51 | C | 4 MODULE - POLISHED BRASS
CM904SB | Y7-175215 | 9.51 | C | 4 MODULE - SATIN BRONZE
CM904SS | Y7-175216 | 9.51 | C | 4 MODULE - STAINLESS STEEL
CM906HP | Y7-175217 | 32.43 | C | 6 MODULE COVER PLATE (2 BANKS) - HIGHLY POLISHED
CM906PB | Y7-175218 | 32.43 | C | 6 MODULE COVER PLATE (2 BANKS) - POLISHED BRASS
CM906SB | Y7-175219 | 32.43 | C | 6 MODULE COVER PLATE (2 BANKS) - SATIN BRONZE
CM906SS | Y7-175220 | 32.43 | C | 6 MODULE COVER PLATE (2 BANKS) - STAINLESS STEEL
CM908HP | Y7-175221 | 32.43 | C | 8 MODULE COVER PLATE (2 BANKS) - HIGHLY POLISHED
CM908PB | Y7-175222 | 32.43 | C | 8 MODULE COVER PLATE (2 BANKS) - POLISHED BRASS
CM908SB | Y7-175223 | 32.43 | C | 8 MODULE COVER PLATE (2 BANKS) - SATIN BRONZE
CM908SS | Y7-175224 | 32.43 | C | 8 MODULE COVER PLATE (2 BANKS) - STAINLESS STEEL
CM9111HP | Y7-175225 | 9.51 | C | HP COVER FOR C9111
CM9111PB | Y7-175806 | 9.51 | C | PB COVER FOR C9111
CM9111SB | Y7-176002 | 9.51 | C | SB COVER FOR C9111
CM9111SS | Y7-175226 | 9.51 | C | SS COVER FOR C9111
CM912HP | Y7-175227 | 40.04 | C | 12 MODULE COVER PLATE (3 BANKS) - HIGHLY POLISHED
CM912PB | Y7-175228 | 40.04 | C | 12 MODULE COVER PLATE (3 BANKS) - POLISHED BRASS
CM912SB | Y7-175229 | 40.04 | C | 12 MODULE COVER PLATE (3 BANKS) - SATIN BRONZE
CM912SS | Y7-175230 | 40.04 | C | 12 MODULE COVER PLATE (3 BANKS) - STAINLESS STEEL
CM9131HP | Y7-175231 | 8.43 | C | HP COVER FOR C9131
CM9131SS | Y7-175232 | 8.43 | C | SS COVER FOR C9131
CM9132HP | Y7-175233 | 8.52 | C | HP COVER FOR C9132 C9552
CM9132PB | Y7-175234 | 8.52 | C | PB COVER FOR C9132 C9552
CM9132SB | Y7-175235 | 8.52 | C | SB COVER FOR C9132 C9552
CM9132SS | Y7-175236 | 8.52 | C | SS COVER FOR C9132 C9552
CM918HP | Y7-175237 | 80.06 | C | 18 MODULE COVER PLATE (3 BANKS) - HIGHLY POLISHED
CM918SB | Y7-175238 | 80.06 | C | 18 MODULE COVER PLATE (3 BANKS) - SATIN BRONZE
CM918SS | Y7-175239 | 80.06 | C | 18 MODULE COVER PLATE (3 BANKS) - STAINLESS STEEL
CM924HP | Y7-175240 | 100.63 | C | 24 MODULE COVER PLATE (4 BANKS) - HIGHLY POLISHED
CM924SB | Y7-175241 | 100.63 | C | 24 MODULE COVER PLATE (4 BANKS) - SATIN BRONZE
CM924SS | Y7-175242 | 100.63 | C | 24 MODULE COVER PLATE (4 BANKS) - STAINLESS STEEL
CMMZ-00/07 | Y7-292260 | 6.73 | HJ | CMMZ-00/07-RC unit
CMMZ-00/08 | Y7-106291 | 53.88 | HJ | POWER ADAPTER-FOR-MOTION-DETECTOR
CMMZ-00/09 | Y7-106292 | 7.77 | HJ | MOUNTING SET-FOR-MOTION-DETECTOR
CMMZ-00/11 | Y7-110771 | 6.21 | HJ | Wall mount.unit f.rem.control 2/12-fold
CMMZ-00/12 | Y7-110772 | 34.21 | HJ | ower adapt.f.anal.input 2-fold,plug in
CMMZ-00/13 | Y7-110773 | 55.96 | HJ | ower adapt.f.anal.input 2-fold,build in
CMMZ-00/14 | Y7-118808 | 58.82 | HJ | CMMZ-00/14
CMMZ-00/16 | Y7-118865 | 58.82 | HJ | CMMZ-00/16
CMMZ-00/17 | Y7-118866 | 11.76 | HJ | CMMZ-00/17
CMMZ-00/18 | Y7-118867 | 7.83 | HJ | CMMZ-00/18
CMMZ-00/22 | Y7-126039 | 0.44 | HJ | Mounting plate, for Moeller 55x55mm
CMMZ-00/24 | Y7-137290 | 0.23 | HJ | Adhesive strips
CMMZ-00/25 | Y7-137291 | 0.25 | HJ | Screws and Dowels
CMMZ-00/27 | Y7-137293 | 1.11 | HJ | Cover Foil White
CMMZ-00/28 | Y7-137294 | 1.11 | HJ | Cover Foil Grey
CMMZ-00/29 | Y7-137295 | 1.67 | HJ | Push Button Base Plate
CMMZ-00/30 | Y7-135529 | 5.2 | HJ | DIN Rail Clip
CMMZ-00/33 | Y7-155450 | 88.03 | HJ | Power Adaptor 5V Mini-USB BS
CMMZ-00/36 | Y7-156597 | 26.54 | HJ | RF RAD VALVE ADAPTOR SET
CMMZ-00/37 | Y7-171810 | 7.64 | HJ | BS Adaptor for SHC
CP011BM | Y7-175244 | 5.67 | C | BK CVR FOR C011 C017 C021 C461
CP011GL | Y7-175245 | 5.67 | C | GL CVR FOR C011 C017 C021 C461
CP011SV | Y7-175247 | 5.67 | C | SV CVR FOR C011 C017 C021 C461
CP011WH | Y7-175248 | 1.28 | C | WH CVR FOR C011 C017 C021 C461
CP012BM | Y7-175250 | 5.67 | C | BLACK COVER FOR C012 C022
CP012GL | Y7-175251 | 5.67 | C | GOLD COVER FOR C012 C022
CP012SV | Y7-175253 | 5.67 | C | SILVER COVER FOR C012 C022
CP012WH | Y7-175254 | 1.28 | C | WHITE COVER FOR C012 C022
CP013BM | Y7-175256 | 5.67 | C | BM CV FOR C013/23 C032 C041/47
CP013GL | Y7-175257 | 5.67 | C | GL CV FOR C013/23 C032 C041/47
CP013SV | Y7-175259 | 5.67 | C | SV CV FOR C013/23 C032 C041/47
CP013WH | Y7-175260 | 1.28 | C | WH CV FOR C013/23 C032 C041/47
CP014BM | Y7-175262 | 5.99 | C | BLACK COVER FOR C014 C024
CP014GL | Y7-175263 | 5.99 | C | GOLD COVER FOR C014 C024
CP014SV | Y7-175265 | 5.99 | C | SILVER COVER FOR C014 C024
CP014WH | Y7-175266 | 1.68 | C | WHITE COVER FOR C014 C024
CP015BM | Y7-175268 | 5.92 | C | BK COVER FOR C015 BELL SYMBOL
CP015GL | Y7-175269 | 5.92 | C | GL COVER FOR C015 BELL SYMBOL
CP015LSV | Y7-175273 | 5.92 | C | SV COVER FOR C015 LIGHT SYMBOL
CP015LWH | Y7-175274 | 1.54 | C | WH COVER FOR C015 LIGHT SYMBOL
CP015SV | Y7-175275 | 5.92 | C | SV COVER FOR C015 BELL SYMBOL
CP015WH | Y7-175276 | 1.54 | C | WH COVER FOR C015 BELL SYMBOL
CP026BM | Y7-175277 | 5.99 | C | BLACK COVER FOR C026
CP026GL | Y7-175278 | 5.99 | C | GOLD COVER FOR C026
CP026SV | Y7-175279 | 5.99 | C | SILVER COVER FOR C026
CP026WH | Y7-175280 | 1.68 | C | WHITE COVER FOR C026
CP048BM | Y7-175286 | 5.92 | C | BK COVER FOR C048 FAN ISOLATOR
CP048GL | Y7-176011 | 5.92 | C | GL COVER FOR C048 FAN ISOLATOR
CP048GY | Y7-175287 | 2.83 | C | GY COVER FOR C048 FAN ISOLATOR
CP048SV | Y7-175288 | 5.92 | C | SV COVER FOR C048 FAN ISOLATOR
CP048WH | Y7-175289 | 1.54 | C | WH COVER FOR C048 FAN ISOLATOR
CP111BMA | Y7-175292 | 5.6 | C | BLACK COVER FOR C111A
CP111GLA | Y7-176016 | 5.6 | C | GOLD COVER FOR C111A
CP111SVA | Y7-175294 | 5.6 | C | SILVER COVER FOR C111A
CP111WHA | Y7-175295 | 1.26 | C | WHITE COVER FOR C111A
CP112BM | Y7-175297 | 5.99 | C | BLACK MATT COVER FOR C112
CP112WH | Y7-175300 | 1.68 | C | WHITE COVER FOR C112
CP220BM | Y7-175304 | 5.67 | C | BLACK MATT COVER FOR C220
CP220GL | Y7-175305 | 5.67 | C | GOLD METALLIC COVER FOR C220
CP220GY | Y7-175306 | 2.58 | C | GREY COVER FOR C220
CP220NBM | Y7-176018 | 5.67 | C | BLACK MATT COVER FOR C220N
CP220NGL | Y7-176019 | 5.67 | C | GOLD METALLIC COVER FOR C220N
CP220NGY | Y7-175308 | 2.58 | C | GREY COVER FOR C220N
CP220NSV | Y7-175309 | 5.67 | C | SILVER METALLIC COVER FOR C220N
CP220NWH | Y7-175310 | 1.28 | C | WHITE COVER FOR C220N
CP220SV | Y7-175311 | 5.67 | C | SILVER COVER FOR C220
CP220WH | Y7-175312 | 1.28 | C | WHITE COVER FOR C220
CP221BM | Y7-175314 | 5.67 | C | BLACK MATT COVER FOR C222
CP221GL | Y7-175315 | 5.67 | C | GOLD METALLIC COVER FOR C221
CP221GY | Y7-175316 | 2.58 | C | GREY COVER FOR C221
CP221NBM | Y7-175318 | 5.67 | C | BLACK MATT COVER FOR C221N
CP221NCHWH | Y7-176020 | 3.1 | C | WHITE COVER C201N 'CENTRAL HEATING'
CP221NEFWH | Y7-175319 | 3.1 | C | WHITE COVER FOR C201N 'EXTRACT FAN'
CP221NGL | Y7-175320 | 5.67 | C | GOLD METALLIC COVER FOR C221N
CP221NGY | Y7-175321 | 2.58 | C | GREY COVER FOR C221N
CP221NHEWH | Y7-176021 | 3.1 | C | WHITE COVER FOR C201N 'HEATER'
CP221NRWH | Y7-176022 | 3.1 | C | WHITE COVER FOR C201N 'REFRIGERATOR'
CP221NSV | Y7-175322 | 5.67 | C | SILVER METALLIC COVER FOR C221N
CP221NWH | Y7-175323 | 1.28 | C | WHITE COVER FOR C221N
CP221NWMWH | Y7-175324 | 3.1 | C | WHITE COVER C201N 'WASHING MACHINE'
CP221RWH | Y7-176023 | 3.1 | C | WHITE COVER FOR C201 'REFRIGERATOR'
CP221SV | Y7-175325 | 5.67 | C | SILVER COVER FOR C221
CP221TDWH | Y7-175326 | 3.1 | C | WHITE COVER FOR C201 'TUMBLE DRYER'
CP221WH | Y7-175327 | 1.28 | C | WHITE COVER FOR C221
CP221WMWH | Y7-175328 | 3.1 | C | WHITE COVER C201 'WASHING MACHINE'
CP351BM | Y7-175336 | 5.67 | C | BM CV C351/3/5 ALL 1G DIMMERS
CP351GL | Y7-175337 | 5.67 | C | GL CV C351/3/5 ALL 1G DIMMERS
CP351SV | Y7-175339 | 5.67 | C | SV CV C351/3/5 ALL 1G DIMMERS
CP351WH | Y7-175340 | 1.28 | C | WH CV C351/3/5 ALL 1G DIMMERS
CP352BM | Y7-175342 | 5.67 | C | BK COVER FOR C352 C354 C356
CP352GL | Y7-175343 | 5.67 | C | GL COVER FOR C352 C354 C356
CP352SV | Y7-175345 | 5.67 | C | SV COVER FOR C352 C354 C356
CP352WH | Y7-175346 | 1.28 | C | WH COVER FOR C352 C354 C356
CP360BM | Y7-175350 | 5.67 | C | BLACK COVER FOR C360 C361
CP360GL | Y7-175351 | 5.67 | C | GOLD COVER FOR C360 C361
CP360SV | Y7-175353 | 5.67 | C | SILVER COVER FOR C360 C361
CP360WH | Y7-175354 | 1.28 | C | WHITE COVER FOR C360 C361
CP370BM | Y7-175355 | 5.99 | C | BLACK COVER FOR C370
CP370GL | Y7-175356 | 5.99 | C | GOLD COVER FOR C370
CP370SV | Y7-175358 | 5.99 | C | SILVER COVER FOR C370
CP370WH | Y7-175359 | 1.68 | C | WHITE COVER FOR C370
CP391BM | Y7-175361 | 5.67 | C | BLACK COVER FOR C391
CP391GL | Y7-175362 | 5.67 | C | GOLD COVER FOR C391
CP391SV | Y7-175364 | 5.67 | C | SILVER COVER FOR C391
CP391WH | Y7-175365 | 1.28 | C | WHITE COVER FOR C391
CP392BM | Y7-175367 | 5.99 | C | BLACK COVER FOR C392
CP392GL | Y7-175368 | 5.99 | C | GOLD COVER FOR C392
CP392SV | Y7-175370 | 5.99 | C | SILVER COVER FOR C392
CP392WH | Y7-175371 | 1.68 | C | WHITE COVER FOR C392
CP401BM | Y7-176030 | 5.67 | C | BLACK MATT COVER FOR C401
CP401GL | Y7-175372 | 5.67 | C | GOLD COVER FOR C401
CP401NBM | Y7-175375 | 5.67 | C | BLACK MATT COVER FOR C401N
CP401NGL | Y7-175376 | 5.67 | C | GOLD METALLIC COVER FOR C401N
CP401NSV | Y7-175170 | 5.67 | C | SILVER METALLIC COVER FOR C401N
CP401NWH | Y7-175171 | 1.28 | C | WHITE COVER FOR C401N
CP401SV | Y7-175172 | 5.67 | C | SILVER METALLIC COVER FOR C401
CP401WH | Y7-175173 | 1.28 | C | WHITE COVER FOR C401
CP403WH | Y7-176032 | 3.1 | C | COVER FOR C401 'WATER HEATER'
CP415BM | Y7-175178 | 5.67 | C | BLACK MATT COVER FOR C415
CP415GL | Y7-175179 | 5.67 | C | GOLD METALLIC COVER FOR C415
CP415SV | Y7-175181 | 5.67 | C | SILVER COVER FOR C415
CP415WH | Y7-175182 | 1.28 | C | WHITE COVER FOR C415
CP421NBM | Y7-175391 | 5.99 | C | BLACK COVER FOR C421N
CP421NGL | Y7-175392 | 5.99 | C | GOLD METALLIC COVER FOR C421N
CP421NSV | Y7-175394 | 5.99 | C | SILVER METALLIC COVER FOR C421N
CP421NWH | Y7-175395 | 1.68 | C | WHITE COVER FOR C421N
CP422NBM | Y7-175397 | 5.67 | C | BLACK MATT COVER FOR C422N
CP422NGL | Y7-175398 | 5.67 | C | GOLD METALLIC COVER FOR C422N
CP422NGY | Y7-175399 | 2.58 | C | GREY COVER FOR C422N
CP422NSV | Y7-175400 | 5.67 | C | SILVER METALLIC COVER FOR C422N
CP422NWH | Y7-175401 | 1.28 | C | WHITE COVER FOR C422N
CP425BM | Y7-175405 | 5.99 | C | BLACK COVER FOR C425
CP425GL | Y7-175406 | 5.99 | C | GOLD METALLIC COVER FOR C425
CP425NBM | Y7-175409 | 5.99 | C | BLACK MATT COVER FOR C425N
CP425NGL | Y7-175410 | 5.99 | C | GOLD METALLIC COVER FOR C425N
CP425NSV | Y7-175412 | 5.99 | C | SILVER METALLIC COVER FOR C425N
CP425NWH | Y7-175413 | 1.68 | C | WHITE COVER FOR C425N
CP425SV | Y7-175414 | 5.99 | C | SILVER METALLIC COVER FOR C425
CP425WH | Y7-175415 | 1.68 | C | WHITE COVER FOR C425
CP621BM | Y7-175417 | 5.6 | C | BLACK COVER FOR C621
CP621GL | Y7-175418 | 5.6 | C | GOLD COVER FOR C621
CP621GY | Y7-175419 | 2.58 | C | GREY COVER FOR C621
CP621SV | Y7-175426 | 5.6 | C | SILVER COVER FOR C621
CP621WH | Y7-175427 | 1.26 | C | WHITE COVER FOR C621
CP622BM | Y7-175429 | 5.95 | C | BLACK COVER FOR C622
CP622GL | Y7-175430 | 5.95 | C | GOLD COVER FOR C622
CP622GY | Y7-175431 | 2.96 | C | GREY COVER FOR C622
CP622SV | Y7-175438 | 5.95 | C | SILVER COVER FOR C622
CP622WH | Y7-175439 | 1.66 | C | WHITE COVER FOR C622
CP632BM | Y7-175441 | 5.99 | C | BLACK MATT COVER FOR C632, C652
CP632GL | Y7-175442 | 5.99 | C | GOLD METALLIC COVER FOR C632, C652
CP632GY | Y7-175443 | 2.96 | C | GREY COVER FOR C632, C652
CP632SV | Y7-175444 | 5.99 | C | SILVER METALLIC COVER FOR C632, C652
CP632WH | Y7-175445 | 1.68 | C | WHITE COVER FOR C632, C652
CP692BM | Y7-180453 | 5.95 | C | BLACK MATT COVER FOR C692
CP692GL | Y7-180454 | 5.95 | C | GOLD METALLIC COVER FOR C692
CP692SV | Y7-180452 | 5.95 | C | SILVER METALLIC COVER FOR C692
CP901BM | Y7-175447 | 5.67 | C | 1 MODULE - BLACK MATT
CP901GL | Y7-175448 | 5.67 | C | 1 MODULE - GOLD METALLIC
CP901GY | Y7-175449 | 2.58 | C | 1 MODULE - GREY
CP901SV | Y7-175450 | 5.67 | C | 1 MODULE - SILVER METALLIC
CP901WH | Y7-175451 | 1.28 | C | 1 MODULE - WHITE
CP902BM | Y7-175453 | 5.67 | C | 2 MODULE - BLACK MATT
CP902GL | Y7-175454 | 5.67 | C | 2 MODULE - GOLD METALLIC
CP902GY | Y7-175455 | 2.58 | C | 2 MODULE - GREY
CP902SV | Y7-175456 | 5.67 | C | 2 MODULE - SILVER METALLIC
CP902WH | Y7-175457 | 1.28 | C | 2 MODULE - WHITE
CP903BM | Y7-175459 | 5.99 | C | 3 MODULE - BLACK MATT
CP903GL | Y7-175460 | 5.99 | C | 3 MODULE - GOLD METALLIC
CP903GY | Y7-175461 | 2.96 | C | 3 MODULE - GREY
CP903SV | Y7-176042 | 5.99 | C | 3 MODULE - SILVER METALLIC
CP903WH | Y7-175462 | 1.68 | C | 3 MODULE - WHITE
CP904BM | Y7-175464 | 5.99 | C | 4 MODULE - BLACK MATT
CP904GL | Y7-175465 | 5.99 | C | 4 MODULE - GOLD METALLIC
CP904GY | Y7-175466 | 2.96 | C | 4 MODULE - GREY
CP904SV | Y7-175467 | 5.99 | C | 4 MODULE - SILVER METALLIC
CP904WH | Y7-175468 | 1.68 | C | 4 MODULE - WHITE
CP906BM | Y7-175470 | 10.28 | C | 6 MODULE COVER PLATE (2 BANKS) - BLACK MATT
CP906GL | Y7-175471 | 10.28 | C | 6 MODULE COVER PLATE (2 BANKS) - GOLD METALLIC
CP906GY | Y7-175472 | 7.49 | C | 6 MODULE COVER PLATE (2 BANKS) - GREY
CP906SV | Y7-175473 | 10.28 | C | 6 MODULE COVER PLATE (2 BANKS) - SILVER METALLIC
CP906WH | Y7-175474 | 5.26 | C | 6 MODULE COVER PLATE (2 BANKS) - WHITE
CP908BM | Y7-176044 | 10.28 | C | 8 MODULE COVER PLATE (2 BANKS) - BLACK MATT
CP908GL | Y7-175475 | 10.28 | C | 8 MODULE COVER PLATE (2 BANKS) - GOLD METALLIC
CP908GY | Y7-175476 | 7.49 | C | 8 MODULE COVER PLATE (2 BANKS) - GREY
CP908SV | Y7-176045 | 10.28 | C | 8 MODULE COVER PLATE (2 BANKS) - SILVER METALLIC
CP908WH | Y7-175477 | 5.26 | C | 8 MODULE COVER PLATE (2 BANKS) - WHITE
CP9111GL | Y7-176047 | 5.99 | C | GL COVER FOR C9111
CP9111SV | Y7-176048 | 5.99 | C | SV COVER FOR C9111
CP9111WH | Y7-176049 | 1.68 | C | WHCOVER FOR C9111
CP912BM | Y7-175478 | 18.46 | C | 12 MODULE COVER PLATE (3 BANKS) - BLACK MATT
CP912GL | Y7-175479 | 18.46 | C | 12 MODULE COVER PLATE (3 BANKS) - GOLD METALLIC
CP912SV | Y7-175481 | 18.46 | C | 12 MODULE COVER PLATE (3 BANKS) - SILVER METALLIC
CP912WH | Y7-175482 | 8.62 | C | 12 MODULE COVER PLATE (3 BANKS) - WHITE
CP9131BM | Y7-176051 | 5.6 | C | Black CoC for 1G Dimmers
CP9131GL | Y7-176052 | 5.6 | C | Gold CoC for 1G Dimmers
CP9131SV | Y7-176053 | 5.6 | C | Sliver CoC for 1G Dimmers
CP9131WH | Y7-176054 | 1.26 | C | White CoC for 1G Dimmers
CP9132BM | Y7-175483 | 5.67 | C | BLACK COVER FOR C9132 C9552
CP9132GL | Y7-175484 | 5.67 | C | GOLD COVER FOR C9132 C9552
CP9132SV | Y7-175485 | 5.67 | C | SILVER COVER FOR C9132 C9552
CP9132WH | Y7-175486 | 1.28 | C | WHITE COVER FOR C9132 C9552
CP918BM | Y7-175487 | 33.23 | C | 18 MODULE COVER PLATE (3 BANKS) - BLACK MATT
CP918GL | Y7-176058 | 33.23 | C | 18 MODULE COVER PLATE (3 BANKS) - GOLD METALLIC
CP918SV | Y7-175489 | 33.23 | C | 18 MODULE COVER PLATE (3 BANKS) - SILVER METALLIC
CP918WH | Y7-175490 | 13.69 | C | 18 MODULE COVER PLATE (3 BANKS) - WHITE
CP924BM | Y7-175492 | 33.23 | C | 24 MODULE COVER PLATE (4 BANKS) - BLACK MATT
CP924GL | Y7-176059 | 33.23 | C | 24 MODULE COVER PLATE (4 BANKS) - GOLD METALLIC
CP924SV | Y7-175494 | 33.23 | C | 24 MODULE COVER PLATE (4 BANKS) - SILVER METALLIC
CP924WH | Y7-175495 | 17.23 | C | 24 MODULE COVER PLATE (4 BANKS) - WHITE
CPAD-00/193 | Y7-173411 | 53.47 | HJ
CPAD-00/194 | Y7-173412 | 56.69 | HJ
CPAD-00/195 | Y7-173413 | 61.35 | HJ
CR2002024 | Y7-176469 | 51.4 | H | 20A MOD C TOR 2NC 24VAC-DC
CR2002024A | Y7-135168 | 46.75 | H | 20A MOD C'TOR 2NC 24VAC
CR2002230 | Y7-135169 | 51.4 | H | 20A MOD C TOR 2NC 230VAC-DC
CR2002230A | Y7-135170 | 46.75 | H | 20A MOD C'TOR 2NC 230VAC
CR2011024 | Y7-135171 | 51.4 | H | 20A MOD C TOR 1NO+1NC 24VAC-DC
CR2011024A | Y7-135172 | 46.75 | H | 20A MOD C'TOR 1NO+1NC 24VAC
CR2011230 | Y7-135173 | 51.4 | H | 20A MOD C TOR 1NO+1NC 230VAC-D
CR2011230A | Y7-135174 | 42.03 | H | 20A MOD C'TOR 1NO+1NC 230VAC
CR2020012 | Y7-135175 | 51.4 | H | 20A MOD C TOR 2NO 12VAC-DC
CR2020012A | Y7-135176 | 46.75 | H | 20A MOD C'TOR 2NO 12VAC
CR2020024 | Y7-135177 | 51.4 | H | 20A MOD C TOR 2NO 24VAC-DC
CR2020024A | Y7-135178 | 46.75 | H | 20A MOD C'TOR 2NO 24VAC
CR2020048 | Y7-135179 | 51.4 | H | 20A MOD C TOR 2NO 48VAC-DC
CR2020048A | Y7-135180 | 46.75 | H | 20A MOD C'TOR 2NO 48VAC
CR2020230 | Y7-135181 | 51.4 | H | 20A MOD C TOR 2NO 230VAC-DC
CR2020230A | Y7-135182 | 39.18 | H | 20A MOD C'TOR 2NO 230VAC
CR2504024 | Y7-135183 | 62.99 | H | 25A MOD C TOR 4NC 24VAC-DC
CR2504024A | Y7-135184 | 57.26 | H | 25A MOD C'TOR 4NC 24VAC
CR2504230 | Y7-135185 | 62.99 | H | 25A MOD C TOR 4NC 230VAC-DC
CR2504230A | Y7-135186 | 57.26 | H | 25A MOD C'TOR 4NC 230VAC
CR2522024 | Y7-135187 | 62.99 | H | 25A MOD C TOR 2NO+2NC 24VAC-DC
CR2522024A | Y7-135188 | 48.19 | H | 25A MOD C'TOR 2NO+2NC 24VAC
CR2522230 | Y7-135189 | 62.99 | H | 25A MOD C TOR 2NO+2NC 230VAC-D
CR2522230A | Y7-135190 | 42.54 | H | 25A MOD C'TOR 2NO+2NC 230VAC
CR2530024 | Y7-135191 | 60.27 | H | 25A MOD C TOR 3NO 24VAC-DC
CR2530024A | Y7-135192 | 54.79 | H | 25A MOD C'TOR 3NO 24VAC
CR2530230 | Y7-135193 | 60.27 | H | 25A MOD C TOR 3NO 230VAC-DC
CR2530230A | Y7-135194 | 54.79 | H | 25A MOD C'TOR 3NO 230VAC
CR2540012 | Y7-135195 | 62.99 | H | 25A MOD C TOR 4NO 12VAC-DC
CR2540012A | Y7-135196 | 57.26 | H | 25A MOD C'TOR 4NO 12VAC
CR2540024 | Y7-135197 | 62.99 | H | 25A MOD C TOR 4NO 24VAC-DC
CR2540024A | Y7-135198 | 57.26 | H | 25A MOD C'TOR 4NO 24VAC
CR2540048 | Y7-135199 | 62.99 | H | 25A MOD C TOR 4NO 48VAC-DC
CR2540048A | Y7-135200 | 57.26 | H | 25A MOD C'TOR 4NO 48VAC
CR2540230 | Y7-135201 | 62.99 | H | 25A MOD C TOR 4NO 230VAC-DC
CR2540230A | Y7-135202 | 48.7 | H | 25A MOD C'TOR 4NO 230VAC
CR4002230 | Y7-135203 | 78.62 | H | 40A MOD C TOR 2NC 230VAC-DC
CR4020024 | Y7-135204 | 78.62 | H | 40A MOD C TOR 2NO 24VAC-DC
CR4020230 | Y7-135205 | 68.74 | H | 40A MOD C TOR 2NO 230VAC-DC
CR4030024 | Y7-135206 | 100.17 | H | 40A MOD C TOR 3NO 24VAC-DC
CR4030230 | Y7-135207 | 100.17 | H | 40A MOD C TOR 3NO 230VAC-DC
CR4040012 | Y7-135208 | 100.17 | H | 40A MOD C TOR 4NO 12VAC-DC
CR4040024 | Y7-135209 | 116.04 | H | 40A MOD C TOR 4NO 24VAC-DC
CR4040048 | Y7-135210 | 116.04 | H | 40A MOD C TOR 4NO 48VAC-DC
CR4040230 | Y7-135211 | 101.8 | H | 40A MOD C TOR 4NO 230VAC-DC
CR6320230 | Y7-135212 | 126.73 | H | 63A MOD C TOR 2NO 230VAC-DC
CR6340024 | Y7-135213 | 141.81 | H | 63A MOD C TOR 4NO 24VAC-DC
CR6340230 | Y7-135214 | 141.81 | H | 63A MOD C TOR 4NO 230VAC-DC
CRA611 | Y7-135215 | 41.8 | H | 6A MOD CTOR AUXCONTACT 1NO+1NC
CRA620 | Y7-135216 | 41.8 | H | 6A MOD CTOR AUX CONTACT 2NO
CRAZ-01/01 | Y7-126066 | 3.07 | HJ
CRC20 | Y7-135217 | 4.56 | H | TM COVER FOR 20A MOD C'TOR
CRC25 | Y7-135218 | 5.43 | H | TM COVER FOR 25A MOD C'TOR
CRC63 | Y7-135219 | 7.87 | H | TM COVER FOR 40-63A MOD C TOR
CRCA-00/04 | Y7-118781 | 137.91 | HJ | RF ROOM CONTROLLER
CRCA-00/05 | Y7-118782 | 196.15 | HJ | RF ROOM CONTROLLER WITH HUMIDITY SENSOR
CRCA-00/06 | Y7-125961 | 137.91 | HJ | Room Controller with Eco Switch for MVH
CRCA-00/07 | Y7-125962 | 196.15 | HJ | Room Controller with Eco Switch / Humidi
CRM2020230A | Y7-176470 | 53.88 | H | 20A D-NIGHT CTOR 2NO 230VAC-DC
CRM2540230A | Y7-176471 | 60.62 | H | 25A D-NIGHT CTOR 4NO 230VAC-DC
CRMA-00/03 | Y7-118783 | 444.79 | HJ | ROOM MANAGER - WHITE
CRMA-00/04 | Y7-118784 | 444.79 | HJ | Room Manager (White) GB
CRMA-00/07 | Y7-118787 | 444.79 | HJ | ROOM MANSGER - SILVER
CRMA-00/08 | Y7-118788 | 444.79 | HJ | Room Manager (Silver) GB
CROU-00/01-S | Y7-172943 | 74.7 | HJ
CROU-00/01-SL | Y7-172944 | 85.95 | HJ
CRS | Y7-135220 | 6.14 | H | SPACER FOR MOD CONTACTOR
CSAP-01/01 | Y7-240699 | 111.66 | HJ | Rear mount.switch-switching actuator
CSAP-01/03 | Y7-240701 | 111.66 | HJ | RF PLUG IN SWITCHING ACTUATOR
CSAU-01/01-10 | Y7-172937 | 98.05 | HJ
CSAU-01/01-10I | Y7-172938 | 112.62 | HJ
CSAU-01/01-10IE | Y7-172939 | 129.45 | HJ
CSAU-01/01-16 | Y7-172940 | 65.88 | HJ
CSAU-01/01-16I | Y7-172941 | 75.72 | HJ
CSAU-01/01-16IE | Y7-172942 | 87.35 | HJ
CSAU-01/02 | Y7-240694 | 61.97 | HJ | RF SWITCHING ACTUATOR-POTENTIAL-FREE
CSAU-01/03 | Y7-240695 | 63.01 | HJ | RF SWITCHING ACTUATOR-ALL POLES
CSEZ-01/01 | Y7-265643 | 42.14 | HJ | TEMPERATURE SENSOR
CSEZ-01/06 | Y7-104922 | 6.55 | HJ | WINDOW CONTACT,SURFACE MOUNTED
CSEZ-01/07 | Y7-104923 | 6.55 | HJ | WINDOW CONTACT,BUILT IN
CSEZ-01/13 | Y7-109378 | 104.96 | HJ | Presence detecktor, 360ｰ
CSEZ-01/15 | Y7-109380 | 128.53 | HJ | BRIGHTNESS SENSOR - OUTDOOR
CSEZ-01/16 | Y7-109381 | 392.64 | HJ | AIR QUALITY SENSOR VOC 0-10VDC
CSEZ-01/18 | Y7-110748 | 41.55 | HJ | WATER LEAKAGE SENSOR 9V
CSEZ-01/19 | Y7-110749 | 46.65 | HJ | SMOKE DETECTOR (BATTERY SUPPLIED)
CSEZ-01/20 | Y7-110770 | 14.61 | HJ | Adapter modul for smoke detector
CSEZ-01/24 | Y7-118802 | 40.37 | HJ
CTAA-01/03 | Y7-125963 | 45.26 | HJ | Pushbutton, 1-way, radio, 45x45 mm
CTAA-01/03-LED | Y7-125966 | 47.4 | HJ | Pushbutton, 1-way, +LED, radio, 45x45 mm
CTAA-01/04 | Y7-125969 | 40.98 | HJ | Swith Module 1 Gang
CTAA-01/04-LED | Y7-126032 | 41.48 | HJ | Swith Module 1 Gang with LED
CTAA-02/03 | Y7-125964 | 48.87 | HJ | Pushbutton, 2-way, radio, 45x45 mm
CTAA-02/03-LED | Y7-125967 | 51.01 | HJ | Pushbutton, 2-way, +LED, radio, 45x45 mm
CTAA-02/04 | Y7-126030 | 42.84 | HJ | Swith Module 2 Gang
CTAA-02/04-LED | Y7-126033 | 43.85 | HJ | Swith Module 2 Gang with LED
CTAA-04/03 | Y7-125965 | 53.65 | HJ | Pushbutton, 4-way, radio, 45x45 mm
CTAA-04/03-LED | Y7-125968 | 55.8 | HJ | Pushbutton, 4-way, +LED, radio, 45x45 mm
CTAA-04/04 | Y7-126031 | 45.99 | HJ | Swith Module 4 Gang
CTAA-04/04-LED | Y7-126034 | 48.16 | HJ | Swith Module 4 Gang with LED
CTEU-02/01 | Y7-265628 | 98.34 | HJ | RF TEMPERATURE INPUT UNIT 2CH
CV1109SP | Y7-176472 | 18.28 | J | 100A SW&SWF BASE ARC SH-SPARES
CWIZ-01/01 | Y7-126042 | 2.68 | HJ
CWIZ-01/01-LED | Y7-126054 | 2.68 | HJ
CWIZ-02/01 | Y7-126046 | 3.46 | HJ
CWIZ-02/01-LED | Y7-126058 | 3.46 | HJ
CWIZ-02/41 | Y7-172995 | 4.33 | HJ
CWIZ-04/01 | Y7-126050 | 5.44 | HJ
CWIZ-04/01-LED | Y7-126062 | 5.44 | HJ
DD125 | DD125 | 35.14 | K | 125A 415V a.c. BS88 REF B2 gG IND. FUSE
DD160 | DD160 | 36.85 | K | 160A 415V a.c. BS88 REF B2 gG IND. FUSE
DD200 | DD200 | 38.13 | K | 200AMP 415V AC INDUSTRIAL FUSE
DD200M250 | DD200M250 | 57.14 | K | 200M250 415V AC INDUSTRIAL FUSE
DD200M315 | DD200M315 | 63.16 | K | 200M315 415V AC INDUSTRIAL FUSE
DEO125 | DEO125 | 35.14 | K | DEO 125AMP 415V a.c. BS88 gG FUSE
DEO160 | DEO160 | 36.85 | K | DEO 160AMP 415V a.c. BS88 gG FUSE
DEO200 | DEO200 | 37.81 | K | 200AMP 415V AC BS88 FUSE
DEO200M250 | DEO200M250 | 160.78 | K | 200M250 415V AC BS88 FUSE-USE TFP200M250
DEO200M315 | DEO200M315 | 61.35 | K | 200M315 415V a.c. BS88 gM FUSE
EAD02B | Y7-EAD02B | 7.99 | G1 | EAD 2A 6KA TYPE B SP MCB
EAD02C | Y7-EAD02C | 7.99 | G1 | EAD 2A 6KA TYPE C SP MCB
EAD04B | Y7-EAD04B | 7.99 | G1 | EAD 4A 6KA TYPE B SP MCB
EAD04C | Y7-EAD04C | 7.99 | G1 | EAD 4A 6KA TYPE C SP MCB
EAD06B | Y7-EAD06B | 7.99 | G1 | EAD 6A 6KA TYPE B SP MCB
EAD06BH30C | Y7-151995 | 89.33 | G1 | EAD 6A 6kA Type B SP 30mA RCBO
EAD06C | Y7-EAD06C | 7.99 | G1 | EAD 6A 6KA TYPE C SP MCB
EAD06CH30C | Y7-152105 | 89.33 | G1 | EAD 6A 6kA Type C SP 30mA RCBO
EAD10B | Y7-EAD10B | 7.99 | G1 | EAD 10A 6KA TYPE B SP MCB
EAD10BH30C | Y7-151997 | 89.33 | G1 | EAD 10A 6kA Type B SP 30mA RCBO
EAD10C | Y7-EAD10C | 7.99 | G1 | EAD 10A 6KA TYPE C SP MCB
EAD10CH30C | Y7-152107 | 89.33 | G1 | EAD 10A 6kA Type C SP 30mA RCBO
EAD13B | Y7-EAD13B | 7.99 | G1 | EAD 13A 6KA TYPE B SP MCB
EAD13C | Y7-EAD13C | 7.99 | G1 | EAD 13A 6KA TYPE C SP MCB
EAD16B | Y7-EAD16B | 7.99 | G1 | EAD 16A 6KA TYPE B SP MCB
EAD16BH30C | Y7-151999 | 89.33 | G1 | EAD 16A 6kA Type B SP 30mA RCBO
EAD16C | Y7-EAD16C | 7.99 | G1 | EAD 16A 6KA TYPE C SP MCB
EAD16CH30C | Y7-152109 | 89.33 | G1 | EAD 16A 6kA Type C SP 30mA RCBO
EAD20B | Y7-EAD20B | 7.99 | G1 | EAD 20A 6KA TYPE B SP MCB
EAD20BH30C | Y7-152000 | 89.33 | G1 | EAD 20A 6kA Type B SP 30mA RCBO
EAD20C | Y7-EAD20C | 7.99 | G1 | EAD 20A 6KA TYPE C SP MCB
EAD20CH30C | Y7-152110 | 89.33 | G1 | EAD 20A 6kA Type C SP 30mA RCBO
EAD25B | Y7-EAD25B | 7.99 | G1 | EAD 25A 6KA TYPE B SP MCB
EAD25BH30C | Y7-152001 | 89.33 | G1 | EAD 25A 6kA Type B SP 30mA RCBO
EAD25C | Y7-EAD25C | 7.99 | G1 | EAD 25A 6KA TYPE C SP MCB
EAD25CH30C | Y7-152111 | 89.33 | G1 | EAD 25A 6kA Type C SP 30mA RCBO
EAD32B | Y7-EAD32B | 7.99 | G1 | EAD 32A 6KA TYPE B SP MCB
EAD32BH30C | Y7-152002 | 89.33 | G1 | EAD 32A 6kA Type B SP 30mA RCBO
EAD32C | Y7-EAD32C | 7.99 | G1 | EAD 32A 6KA TYPE C SP MCB
EAD32CH30C | Y7-152112 | 89.33 | G1 | EAD 32A 6kA Type C SP 30mA RCBO
EAD40B | Y7-EAD40B | 8.34 | G1 | EAD 40A 6KA TYPE B SP MCB
EAD40BH30C | Y7-152003 | 89.33 | G1 | EAD 40A 6kA Type B SP 30mA RCBO
EAD40C | Y7-EAD40C | 8.34 | G1 | EAD 40A 6KA TYPE C SP MCB
EAD40CH30C | Y7-152113 | 89.33 | G1 | EAD 40A 6kA Type C SP 30mA RCBO
EAD45BH30C | Y7-152004 | 89.33 | G1 | EAD 45A 6kA Type B SP 30mA RCBO
EAD45CH30C | Y7-152114 | 89.33 | G1 | EAD 45A 6kA Type C SP 30mA RCBO
EAD50B | Y7-EAD50B | 8.34 | G1 | EAD 50A 6KA TYPE B SP MCB
EAD50C | Y7-EAD50C | 8.34 | G1 | EAD 50A 6KA TYPE C SP MCB
EAD63B | Y7-EAD63B | 8.34 | G1 | EAD 63A 6KA TYPE B SP MCB
EAD63C | Y7-EAD63C | 8.34 | G1 | EAD 63A 6KA TYPE C SP MCB
EAM10 | Y7-158490 | 108.38 | H | Memshield 3 Type A Distribution Board 125A SPN 10W
EAM1002H | Y7-EAM1002H | 178.18 | H | Eaton RCCB 100A 2P 30mA
EAM1002L | Y7-EAM1002L | 160.67 | H | Eaton RCCB 100A 2P 300mA
EAM1002M | Y7-EAM1002M | 169.41 | H | Eaton RCCB 100A 2P 100mA
EAM1002RH | Y7-EAM1002RH | 178.18 | H | EAM 100A 2 POLE RCCB 30mA REV POL
EAM1002RL | Y7-EAM1002RL | 160.67 | H | EAM 100A 2 POLE RCCB 300mA REV POL
EAM1002RM | Y7-EAM1002RM | 169.41 | H | EAM 100A 2 POLE RCCB 100mA REV POL
EAM1004H | Y7-EAM1004H | 241.35 | H | Eaton RCCB 100A 4P 30mA
EAM1004L | Y7-EAM1004L | 228.29 | H | Eaton RCCB 100A 4P 300mA
EAM1004LT | Y7-EAM1004LT | 452.67 | H | Eaton RCCB 100A 4P 300mA Trip Time Delay
EAM1004M | Y7-EAM1004M | 241.03 | H | Eaton RCCB 100A 4P 100mA
EAM12M | Y7-158507 | 466.75 | H | Memshield 3 Type A Distribution Board Metered 125A SPN 12W Pulsed
EAM12MB | Y7-158508 | 524.82 | H | Memshield 3 Type A Distribution Board Metered 125A SPN 12W Modbus
EAM13 | Y7-158491 | 125.05 | H | Memshield 3 Type A Distribution Board 125A SPN 13W
EAM16 | Y7-158492 | 149.22 | H | Memshield 3 Type A Distribution Board 125A SPN 16W
EAM162H | Y7-EAM162H | 103.54 | H | Eaton RCCB 16A 2P 30mA
EAM162V | Y7-EAM162V | 127.84 | H | Eaton RCCB 16A 2P10mA
EAM252H | Y7-EAM252H | 101.91 | H | Eaton RCCB 25A 2P 30mA
EAM252L | Y7-EAM252L | 113.67 | H | Eaton RCCB 25A 2P 300mA
EAM252M | Y7-EAM252M | 96.87 | H | Eaton RCCB 25A 2P 100mA
EAM4 | Y7-158488 | 77.52 | H | Memshield 3 Type A Distribution Board 125A SPN 4W
EAM402H | Y7-EAM402H | 105.09 | H | Eaton RCCB 40A 2P 30mA
EAM402L | Y7-EAM402L | 113.67 | H | Eaton RCCB 40A 2P 300mA
EAM402M | Y7-EAM402M | 102.12 | H | Eaton RCCB 40A 2P 100mA
EAM404H | Y7-EAM404H | 146.73 | H | Eaton RCCB 40A 4P 30mA
EAM404L | Y7-EAM404L | 129.52 | H | Eaton RCCB 40A 4P 300mA
EAM404M | Y7-EAM404M | 132.83 | H | Eaton RCCB 40A 4P 100mA
EAM632H | Y7-EAM632H | 125.23 | H | Eaton RCCB 63A 2P 30mA
EAM632M | Y7-EAM632M | 118.98 | H | Eaton RCCB 63A 2P 100mA
EAM634H | Y7-EAM634H | 208.85 | H | Eaton RCCB 63A 4P 30mA
EAM634L | Y7-EAM634L | 190.61 | H | Eaton RCCB 63A 4P 300mA
EAM634M | Y7-EAM634M | 195.45 | H | Eaton RCCB 63A 4P 100mA
EAM7 | Y7-158489 | 95.88 | H | Memshield 3 Type A Distribution Board 125A SPN 7W
EAM802H | Y7-EAM802H | 144.77 | H | Eaton RCCB 80A 2P 30mA
EAM802L | Y7-EAM802L | 130.53 | H | Eaton RCCB 80A 2P 300mA
EAM802M | Y7-EAM802M | 137.63 | H | Eaton RCCB 80A 2P 100mA
EAM802RH | Y7-EAM802RH | 144.77 | H | EAM 80A 2 POLE RCCB 30mA REV POL
EAM802RL | Y7-EAM802RL | 130.53 | H | EAM 80A 2 POLE RCCB 300mA REV POL
EAM804H | Y7-EAM804H | 219.79 | H | Eaton RCCB 80A 4P 30mA
EAM804L | Y7-EAM804L | 203.32 | H | Eaton RCCB 80A 4P 300mA
EAM804M | Y7-EAM804M | 208.6 | H | Eaton RCCB 80A 4P 100mA
EAM9M | Y7-158505 | 455.14 | H | Memshield 3 Type A Distribution Board Metered 125A SPN 9W Pulsed
EAM9MB | Y7-158506 | 513.2 | H | Memshield 3 Type A Distribution Board Metered 125A SPN 9W Modbus
EAMBT1002 | Y7-158502 | 24.88 | H | Memshield 3 Type A Incomer Kit 125A SPN Direct Connection
EAMCK | Y7-158514 | 56.16 | H | Memshield 3 Type A Interconnection Kit
EAME11 | Y7-158516 | 33.9 | H | Memshield 3 Clean Earth Type A 11W
EAME5 | Y7-158515 | 29.03 | H | Memshield 3 Clean Earth Type A 5W
EAMMP65 | Y7-158504 | 366.03 | H | Memshield 3 Type A Meterpack 125A SPN
EAMP10 | Y7-158519 | 99.52 | H | Memshield 3 Type A Pan Assembly 125A 10W
EAMP13 | Y7-158520 | 124.99 | H | Memshield 3 Type A Pan Assembly 125A 13W
EAMP16 | Y7-158521 | 130.87 | H | Memshield 3 Type A Pan Assembly 125A 16W
EAMP4 | Y7-158517 | 93.77 | H | Memshield 3 Type A Pan Assembly 125A 4W
EAMP7 | Y7-158518 | 96.84 | H | Memshield 3 Type A Pan Assembly 125A 7W
EAMS100HE | Y7-158499 | 232.4 | H | Memshield 3 Type A Incomer 100A 2P 30mA RCCB
EAMS100LE | Y7-158501 | 232.4 | H | Memshield 3 Type A Incomer 100A 2P 300mA RCCB
EAMS100ME | Y7-158500 | 232.4 | H | Memshield 3 Type A Incomer 100A 2P 100mA RCCB
EAMS1251N | Y7-158498 | 24.16 | H | Memshield 3 Type A Incomer 125A SPSN Switch Disconnector
EAMSL66M | Y7-158511 | 531.61 | H | Memshield 3 Type A Distribution Board Split Metered 125A SPN 6+6W Pulsed
EAMSL66MB | Y7-158512 | 607.65 | H | Memshield 3 Type A Distribution Board Split Metered 125A SPN 6+6W Modbus
EAMSL93M | Y7-158509 | 530.62 | H | Memshield 3 Type A Distribution Board Split Metered 125A SPN 9+3W Pulsed
EAMSL93MB | Y7-158510 | 608.35 | H | Memshield 3 Type A Distribution Board Split Metered 125A SPN 9+3W Modbus
EAN2SEBD | Y7-183312 | 28.33 | G
EAN4SEBD | Y7-183313 | 30.98 | G
EAS10DDS | Y7-179440 | 163.14 | G
EAS10DDSF | Y7-179485 | 171.29 | G | 10-WAY DUAL TARIFF METAL CU 2X 2 P ISOLATOR FLUSH
EAS10H100H100DS | Y7-196767 | 371.07 | G1
EAS10H100H100DSF | Y7-196769 | 389.68 | G1
EAS10H100S | Y7-179420 | 187.4 | G | 10-WAY METAL CONSUMER UNIT 2P /30MA RCD
EAS10H100SF | Y7-179464 | 196.77 | G | 10-WAY METAL CONSUMER UNIT 2P /30MA RCD FLUSH
EAS10H63DS | Y7-179425 | 221.05 | G
EAS10H63DSF | Y7-179469 | 232.1 | G | 10-WAY SPLIT LOAD METAL C U 63A RCD FLUSH
EAS10H63H63DS | Y7-179430 | 315.06 | G1 | 10-WAY SPLIT LOAD METAL CU DUAL RCD
EAS10H63H63DSF | Y7-179474 | 330.81 | G1 | 10-WAY SPLIT LOAD METAL CU DUAL RCD FLUSH
EAS10H80DS | Y7-179426 | 228.69 | G | 10-WAY SPLIT LOAD METAL C U 80A RCD
EAS10H80DSF | Y7-179470 | 240.12 | G | 10-WAY SPLIT LOAD METAL C U 80A RCD FLUSH
EAS10H80H63DS | Y7-179431 | 323.73 | G1 | 10-WAY SPLIT LOAD METAL CU DUAL RCD
EAS10H80H63DSF | Y7-179475 | 339.9 | G1 | 10-WAY SPLIT LOAD METAL CU DUAL RCD FLUSH
EAS10H80H80DS | Y7-179432 | 332.38 | G1 | 10-WAY SPLIT LOAD METAL CU DUAL RCD
EAS10H80H80DSF | Y7-179476 | 349.01 | G1 | 10-WAY SPLIT LOAD METAL CU DUAL RCD FLUSH
EAS10S | Y7-179409 | 89.33 | G | 10-WAY METAL CONSUMER UNIT 2 POLE ISOLATOR
EAS10SF | Y7-179453 | 93.8 | G | 10-WAY METAL CONSUMER UNIT 2 POLE ISOLATOR FLUSH
EAS12H100S | Y7-179421 | 222.15 | G | 12-WAY METAL CONSUMER UNIT 100A 30MA RCD
EAS12H100SF | Y7-179465 | 233.26 | G | 12-WAY METAL CONSUMER UNIT 100A 30MA RCD FLUSH
EAS12S | Y7-179410 | 99.26 | G | 12-WAY METAL CONSUMER UNIT 2-POLE ISOLATOR
EAS12SF | Y7-179454 | 104.23 | G | 12-WAY METAL CONSUMER UNIT 2-POLE ISOLATOR FLUSH
EAS14H100H100DS | Y7-196768 | 414.44 | G1
EAS14H100H100DSF | Y7-196770 | 435.16 | G1
EAS14H63H63DS | Y7-179433 | 340.64 | G1 | 14-WAY SPLIT LOAD METAL CU DUAL RCD
EAS14H63H63DSF | Y7-179478 | 357.69 | G1 | 14-WAY SPLIT LOAD METAL CU DUAL RCD FLUSH
EAS14H80H63DS | Y7-179434 | 355.93 | G1 | 14-WAY SPLIT LOAD METAL CU DUAL RCD
EAS14H80H63DSF | Y7-179479 | 373.72 | G1 | 14-WAY SPLIT LOAD METAL CU DUAL RCD FLUSH
EAS14H80H80DS | Y7-179435 | 371.2 | G1 | 14-WAY SPLIT LOAD METAL CU DUAL RCD
EAS14H80H80DSF | Y7-179480 | 389.76 | G1 | 14-WAY SPLIT LOAD METAL CU DUAL RCD FLUSH
EAS14S | Y7-179411 | 111.66 | G | 14-WAY METAL CONSUMER UNIT 2 POLE ISOLATOR
EAS14SF | Y7-179455 | 117.25 | G | 14-WAY METAL CONSUMER UNIT 2 POLE ISOLATOR FLUSH
EAS16DDS | Y7-179441 | 193.09 | G
EAS16DDSF | Y7-179486 | 202.73 | G | 16-WAY DUAL TARIFF METAL CU 2X 2 P ISOLATOR FLUSH
EAS16H63H63DS | Y7-183297 | 351.8 | G1 | 16-WAY SPLIT LOAD METAL CU DUAL RCD
EAS16H63H63DSF | Y7-183304 | 369.4 | G1 | 16-WAY SPLIT LOAD METAL CU DUAL RCD FLUSH
EAS16H80DS | Y7-179427 | 272.52 | G
EAS16H80DSF | Y7-179471 | 286.16 | G | 16-WAY SPLIT LOAD METAL C U 80A RCD FLUSH
EAS16H80H63DS | Y7-183298 | 367.09 | G1 | 16-WAY SPLIT LOAD METAL CU DUAL RCD
EAS16H80H63DSF | Y7-183305 | 385.44 | G1 | 16-WAY SPLIT LOAD METAL CU DUAL RCD FLUSH
EAS16H80H80DS | Y7-183299 | 382.36 | G1 | 16-WAY SPLIT LOAD METAL CU DUAL RCD
EAS16H80H80DSF | Y7-183306 | 401.49 | G1 | 16-WAY SPLIT LOAD METAL CU DUAL RCD FLUSH
EAS18H100S | Y7-179422 | 245.14 | G | 18-WAY METAL CONSUMER UNIT 100A 30MA RCD
EAS18H100SF | Y7-179466 | 257.4 | G | 18-WAY METAL CONSUMER UNIT 100A 30MA RCD FLUSH
EAS18H80DS | Y7-183296 | 380.15 | G
EAS18H80DSF | Y7-183303 | 399.15 | G
EAS18S | Y7-179412 | 125.31 | G | 18-WAY METAL CONSUMER UNIT 2-POLE ISOLATOR
EAS18SF | Y7-179456 | 131.56 | G | 18-WAY METAL CONSUMER UNIT 2-POLE ISOLATOR FLUSH
EAS20COMBBB | Y7-195825 | 13.86 | H
EAS20H100S | Y7-183295 | 343.45 | G
EAS20H100SF | Y7-183302 | 360.61 | G
EAS20S | Y7-183294 | 182.87 | G
EAS20SF | Y7-183301 | 192.02 | G
EAS22H80H63DS | Y7-179437 | 505.38 | G1 | 22-WAY SPLIT LOAD METAL CU DUAL RCD
EAS22H80H63DSF | Y7-179482 | 530.65 | G1 | 22-WAY SPLIT LOAD METAL CU DUAL RCD FLUSH
EAS22H80H80DS | Y7-179436 | 511.67 | G1 | 22-WAY SPLIT LOAD METAL CU DUAL RCD
EAS22H80H80DSF | Y7-179481 | 537.25 | G1 | 22-WAY SPLIT LOAD METAL CU DUAL RCD FLUSH
EAS24H80DS | Y7-179428 | 266.56 | G | 24-WAY SPLIT LOAD METAL CU 80A 30MA RCD
EAS24H80DSF | Y7-179472 | 279.88 | G | 24-WAY SPLIT LOAD METAL CU 80A 30MA RCD FLUSH
EAS26S | Y7-179413 | 153.16 | G | 26-WAY METAL CONSUMER UNIT 2 POLE ISOLATOR
EAS26SF | Y7-179457 | 160.83 | G | 26-WAY METAL CONSUMER UNIT 2 POLE ISOLATOR FLUSH
EAS2H40S | Y7-179415 | 141.23 | G | 2-WAY METAL CONSUMER UNIT 40A 30MA RCD
EAS2H40SF | Y7-179459 | 148.27 | G | 2-WAY METAL CONSUMER UNIT 40A 30MA RCD FLUSH
EAS2H63S | Y7-179416 | 151.9 | G | 2-WAY METAL CONSUMER UNIT 63A 30MA RCD
EAS2H63SF | Y7-179460 | 159.5 | G | 2-WAY METAL CONSUMER UNIT 63A 30MA RCD FLUSH
EAS2S | Y7-179407 | 70.71 | G | 2-WAY METAL CONSUMER UNIT 2-POLE 63A ISOLATOR
EAS2SF | Y7-179451 | 74.26 | G | 2-WAY METAL CONSUMER UNIT 2-POLE 63A ISOLATOR FLUSH
EAS34H80H63DS | Y7-179439 | 547.24 | G1 | 34-WAY SPLIT LOAD METAL CU DUAL RCD
EAS34H80H63DSF | Y7-179484 | 574.59 | G1 | 34-WAY SPLIT LOAD METAL CU DUAL RCD FLUSH
EAS34H80H80DS | Y7-179438 | 553.51 | G1 | 34-WAY SPLIT LOAD METAL CU DUAL RCD
EAS34H80H80DSF | Y7-179483 | 581.2 | G1 | 34-WAY SPLIT LOAD METAL CU DUAL RCD FLUSH
EAS36H80DS | Y7-179429 | 280.25 | G | 36-WAY SPLIT LOAD METAL CU 80A 30MA RCD
EAS36H80DSF | Y7-179473 | 294.27 | G | 36-WAY SPLIT LOAD METAL CU 80A 30MA RCD FLUSH
EAS38S | Y7-179414 | 162.44 | G | 38-WAY METAL CONSUMER UNIT 2 POLE ISOLATOR
EAS38SF | Y7-179458 | 170.56 | G | 38-WAY METAL CONSUMER UNIT 2 POLE ISOLATOR FLUSH
EAS6H100S | Y7-179419 | 174.23 | G | 6-WAY METAL CONSUMER UNIT 100A 30MA RCD
EAS6H100SF | Y7-179463 | 182.94 | G | 6-WAY METAL CONSUMER UNIT 100A 30MA RCD FLUSH
EAS6H63S | Y7-179417 | 154.38 | G | 6-WAY METAL CONSUMER UNIT 63A 30MA RCD
EAS6H63SF | Y7-179461 | 162.09 | G | 6-WAY METAL CONSUMER UNIT 63A 30MA RCD FLUSH
EAS6H80S | Y7-179418 | 163.53 | G | 6-WAY METAL CONSUMER UNIT 80A 30MA RCD
EAS6H80SF | Y7-179462 | 171.69 | G | 6-WAY METAL CONSUMER UNIT 80A 30MA RCD FLUSH
EAS6S | Y7-179408 | 83.13 | G | 6-WAY METAL CONSUMER UNIT 2-P 100A ISOLATOR
EAS6SF | Y7-179452 | 87.28 | G | 6-WAY METAL CONSUMER UNIT 2-P 100A ISOLATOR FLUSH
EAS8H63DS | Y7-179423 | 214.93 | G
EAS8H63DSF | Y7-179467 | 225.67 | G | 8-WAY SPLIT LOAD METAL C U 63A RCD FLUSH
EAS8H80DS | Y7-179424 | 222.56 | G | 8-WAY SPLIT LOAD METAL C U 80A RCD
EAS8H80DSF | Y7-179468 | 233.69 | G | 8-WAY SPLIT LOAD METAL C U 80A RCD FLUSH
EASAD12S | Y7-179444 | 35.44 | G
EASAD12SF | Y7-179488 | 42.02 | G
EASAD14S | Y7-179445 | 41.51 | G
EASAD14SF | Y7-179489 | 45.1 | G
EASAD16S | Y7-179446 | 42.32 | G
EASAD16SF | Y7-179490 | 46.55 | G
EASAD20S | Y7-179447 | 43.37 | G
EASAD20SF | Y7-179491 | 50.81 | G
EASAD22S | Y7-183300 | 45.73 | G
EASAD22SF | Y7-183307 | 52.37 | G
EASAD28S | Y7-179448 | 53.35 | G
EASAD28SF | Y7-179492 | 55.07 | G
EASAD40S | Y7-179449 | 57.54 | G
EASAD40SF | Y7-179493 | 64.01 | G
EASAD4S | Y7-179442 | 32.75 | G
EASAD4SF | Y7-179477 | 36.69 | G
EASAD8S | Y7-179443 | 32.78 | G
EASAD8SF | Y7-179487 | 39.71 | G
EASDL | Y7-179450 | 38.14 | G1 | EAS DOOR LOCK KIT
EASTKEB32 | Y7-183310 | 19.96 | G
EASTKEB40 | Y7-183311 | 29.93 | G
EASTKEP32 | Y7-183308 | 5.32 | G
EASTKEP40 | Y7-183309 | 7.99 | G
EBK105SP | Y7-176417 | 43.76 | J | 200A GLAS PHASE CONTACT-SPARES
EBK110SP | Y7-176418 | 25.49 | J | 63A GLAS PHASE CONTACT-SPARES
EBK113SP | Y7-176419 | 89.58 | J | 400A GLAS PHASE CONTACT-SPARES
EBLB1 | Y7-156483 | 17.42 | H | Memshield 3 Spare Way Label Type B 12W
EBLB2 | Y7-156484 | 17.42 | H | Memshield 3 Spare Way Label Type B 18W
EBM121 | Y7-156409 | 303.27 | H | Memshield 3 Type B Distribution Board 125A TPN 12W
EBM121D | Y7-156422 | 571.3 | H | Memshield 3 Type B Distribution Board 125A SPSN 12W
EBM122 | Y7-156411 | 350.53 | H | Memshield 3 Type B Distribution Board 125A / 250A TPN 12W
EBM122H | Y7-156436 | 417.98 | H | Memshield 3 Type B Distribution Board 250A TPN 12W
EBM161 | Y7-156410 | 384.9 | H | Memshield 3 Type B Distribution Board 125A TPN 16W
EBM182 | Y7-156412 | 434.32 | H | Memshield 3 Type B Distribution Board 125A / 250A TPN 18W
EBM182H | Y7-156437 | 624.84 | H | Memshield 3 Type B Distribution Board 250A TPN 18W
EBM22H | Y7-156433 | 282.74 | H | Memshield 3 Type B Distribution Board 250A TPN 2W
EBM242 | Y7-156413 | 678.17 | H | Memshield 3 Type B Distribution Board 125A / 250A TPN 24W
EBM242H | Y7-156438 | 910.23 | H | Memshield 3 Type B Distribution Board 250A TPN 24W
EBM41 | Y7-156406 | 195.06 | H | Memshield 3 Type B Distribution Board 125A TPN 4W
EBM61 | Y7-156407 | 220.99 | H | Memshield 3 Type B Distribution Board 125A TPN 6W
EBM62H | Y7-156434 | 271.29 | H | Memshield 3 Type B Distribution Board 250A TPN 6W
EBM81 | Y7-156408 | 256.04 | H | Memshield 3 Type B Distribution Board 125A TPN 8W
EBM82H | Y7-156435 | 298.7 | H | Memshield 3 Type B Distribution Board 250A TPN 8W
EBMBT2503 | Y7-156446 | 77.47 | H | Memshield 3 Type B Incomer 250A TPN Direct Connection Lugs
EBMCC1253 | Y7-156430 | 746.74 | H | Memshield 3 Type B Incomer 125A TPN Contactor Incomer Kit
EBMCC2503 | Y7-156450 | 1181.38 | H | Memshield 3 Type B Incomer 250A TPN Contactor Kit
EBMGP4 | Y7-156480 | 18.41 | H | Memshield 3 Gland Plate Type B
EBMMB160 | Y7-156449 | 600.38 | H | Memshield 3 Type B Incomer 160A MCCB TPN Kit
EBMMB200 | Y7-156448 | 619.72 | H | Memshield 3 Type B Incomer 200A MCCB TPN Kit
EBMMB250 | Y7-156447 | 639.11 | H | Memshield 3 Type B Incomer 250A MCCB TPN Kit
EBMMPCT250 | Y7-156452 | 898.12 | H | Memshield 3 Type B Meterpack 250A TPN Pulsed
EBMMPCT250M | Y7-156453 | 1056.63 | H | Memshield 3 Type B Meterpack 250A TPN Modbus
EBMMPCT250MID | Y7-156454 | 1394.4 | H | Memshield 3 Type B Meterpack 250A TPN MID
EBMMPDC120 | Y7-156459 | 877.8 | H | Memshield 3 Type B Meterpack 120A TPN Ofgem
EBMMPSL125 | Y7-156457 | 2267.68 | H | Memshield 3 Type B Double Meterpack 125A TPN Pulsed
EBMMPSL125M | Y7-156458 | 2513.14 | H | Memshield 3 Type B Double Meterpack 125A TPN Modbus
EBMMPSL125MID | Y7-187905 | 2737.68 | H | Memshield 3 Type B Double Meterpack 125A 2x TPN
EBMMPSL250 | Y7-156455 | 2804.13 | H | Memshield 3 Type B Double Meterpack 250A TPN Pulsed
EBMMPSL250M | Y7-156456 | 3118.04 | H | Memshield 3 Type B Double Meterpack Type B 250A TPN Modbus
EBMMPSL250MID | Y7-187906 | 3341.63 | H | Memshield 3 Type B Double Meterpack 250A 2x TPN
EBMNE8 | Y7-156488 | 45.75 | H | Memshield 3 High Integrity Earth Bar Type B
EBMP121 | Y7-156500 | 180.1 | H | Memshield 3 Type B Pan Assembly 125A 12W
EBMP122 | Y7-156501 | 187.87 | H | Memshield 3 Type B Pan Assembly 250A 12W
EBMP182 | Y7-156502 | 242.08 | H | Memshield 3 Type B Pan Assembly 250A 18W
EBMP242 | Y7-156503 | 261.46 | H | Memshield 3 Type B Pan Assembly 250A 24W
EBMP41 | Y7-156497 | 164.61 | H | Memshield 3 Type B Pan Assembly 125A 4W
EBMP61 | Y7-156498 | 168.47 | H | Memshield 3 Type B Pan Assembly 125A 6W
EBMP81 | Y7-156499 | 172.33 | H | Memshield 3 Type B Pan Assembly 125A 8W
EBMR100 | Y7-156427 | 231.95 | H | Memshield 3 Type B Incomer Kit 100A 100mA RCCB
EBMR30 | Y7-156426 | 240.27 | H | Memshield 3 Type B Incomer Kit 100A 30mA RCCB
EBMR300 | Y7-156428 | 311.95 | H | Memshield 3 Type B Incomer Kit 100A 300mA RCCB
EBMR300T | Y7-156429 | 536.35 | H | Memshield 3 Type B Incomer Kit 100A 300mA Time Delayed RCCB
EBMRIK100 | Y7-156432 | 57.15 | H | Memshield 3 Type B Incomer Kit 100A RCD
EBMS1251N | Y7-156424 | 73.91 | H | Memshield 3 Type B Incomer Kit 125A SPSN Switch Disconnector
EBMS1253 | Y7-156423 | 80.02 | H | Memshield 3 Type B Incomer 125A TP Switch Disconnector
EBMS1253N | Y7-156425 | 90.29 | H | Memshield 3 Type B Incomer 125A TPSN Switch Disconnector
EBMS25 | Y7-156451 | 42.61 | H | Memshield 3 Type B Incomer 250A Single Phase Link
EBMS2503 | Y7-156445 | 396.23 | H | Memshield 3 Type B Incomer 250A TP Switch Disconnector
EBMSL1082MPMB | Y7-179496 | 3033.44 | H | Memshield 3 Type B Smart Metered Distribution Board TPN 10+8W
EBMSL14102MPMB | Y7-179497 | 3329.97 | H | Memshield 3 Type B Smart Metered Distribution Board TPN 14+10W
EBMSL642MPMB | Y7-179494 | 2728.24 | H | Memshield 3 Type B Smart Metered Distribution Board TPN 6+4W
EBMSL862MPMB | Y7-179495 | 2880.84 | H | Memshield 3 Type B Smart Metered Distribution Board TPN 8+6W
EBMTK | Y7-156482 | 23.22 | H | Memshield 3 Cable Trunking Interface Kit Type B
EBMXDC15 | Y7-156492 | 122.89 | H | Memshield 3 15 Module Enclosure Unglazed Door
EBMXDC18 | Y7-156493 | 174.28 | H | Memshield 3 18 Module Enclosure Unglazed Door
EBMXDC30 | Y7-156494 | 242.08 | H | Memshield 3 2x15 Module Enclosure Unglazed Door
EBMXDC45 | Y7-156495 | 300.19 | H | Memshield 3 3x15 Module Enclosure Unglazed Door
EBMXDC6 | Y7-156490 | 92.98 | H | Memshield 3 6 Module Enclosure Unglazed Door
EBMXDC9 | Y7-156491 | 116.23 | H | Memshield 3 9 Module Enclosure Unglazed Door
EBMXDCG15 | Y7-156489 | 198.47 | H | Memshield 3 15 Module Enclosure Glazed Door
EBMXE15 | Y7-156496 | 36.78 | H | Memshield 3 Additional Earth Bar
EBMXPC1 | Y7-156486 | 94.9 | H | Memshield 3 Distribution Board 180mm Extension Box
EBMXPC2 | Y7-156487 | 104.6 | H | Memshield 3 Distribution Board 250mm Extension Box
EB-Z/SE/01/03 | Y7-232284 | 17.04 | HJ
EB-Z/SE/01/04 | Y7-232283 | 9.6 | HJ
ED250 | ED250 | 49.13 | K | 250A 415V a.c. BS88 REF B3/4 gG IND FUSE
ED315 | ED315 | 54.78 | K | 315A 415V a.c. BS88 REF B3/4 gG IND FUSE
ED315M400 | ED315M400 | 82.72 | K | 315M400 415V a.c. gM INDUSTRIAL FUSE
ED355 | ED355 | 68.79 | K | 355AMP 415V AC INDUSTRIAL FUSE
ED400 | ED400 | 72.96 | K | 400A 415V a.c. BS88 REF B3/4 gG IND FUSE
EF355 | EF355 | 68.79 | K | 355AMP 415V AC INDUSTRIAL FUSE
EF400 | EF400 | 72.96 | K | 400AMP 415V AC INDUSTRIAL FUSE
EFS250 | EFS250 | 51.67 | K | 250AMP 415V AC INDUSTRIAL
EFS315 | EFS315 | 57.56 | K | 315AMP 415V a.c. gG INDUSTRIAL FUSE
EM3SSK1T2 | Y7-158513 | 305.99 | H | Enclosed surge protection kit for SPN boards - Type 2
EM3SSK3T12 | Y7-156470 | 1147.2 | H | Enclosed surge protection kit for TPN boards - Type 1&2
EM3SSK3T2 | Y7-156471 | 747.18 | H | Enclosed surge protection kit for TPN boards - Type 2
EM4PB100PL | Y7-195984 | 115.12 | H
EM4PB100PLCX | Y7-195985 | 62.8 | H
EM4PB1214SXB | Y7-195917 | 516.93 | H
EM4PB1214SXM | Y7-195920 | 1097.76 | H
EM4PB1280 | Y7-195914 | 2228.97 | H
EM4PB1440 | Y7-195909 | 2077.48 | H
EM4PB1618SXB | Y7-195918 | 671.31 | H
EM4PB1618SXM | Y7-195923 | 1350.68 | H
EM4PB1680 | Y7-195915 | 3109.91 | H
EM4PB1840 | Y7-195910 | 2926.98 | H
EM4PB250EX | Y7-195924 | 248.7 | H
EM4PB250EXDIN | Y7-196432 | 366.29 | H
EM4PB250EXM | Y7-195925 | 281.6 | H
EM4PB300CX | Y7-195926 | 335.92 | H
EM4PB40CKINC | Y7-195954 | 156.98 | H
EM4PB680 | Y7-195913 | 1617.76 | H
EM4PB68SXB | Y7-195916 | 474.62 | H
EM4PB68SXM | Y7-195919 | 969.94 | H
EM4PB80CKINC | Y7-195955 | 170.06 | H
EM4PB840 | Y7-195908 | 1479.1 | H
EM4PBCK | Y7-195953 | 91.57 | H
EM4PBCKN122 | Y7-195956 | 39.25 | H
EM4PBCKN126 | Y7-195960 | 65.41 | H
EM4PBCKN12BK | Y7-195968 | 8.13 | H
EM4PBCKN142 | Y7-195957 | 44.48 | H
EM4PBCKN146 | Y7-195961 | 91.57 | H
EM4PBCKN14BK | Y7-195969 | 32.53 | H
EM4PBCKN1N | Y7-195965 | 49.71 | H
EM4PBCKN242 | Y7-195958 | 49.71 | H
EM4PBCKN246 | Y7-195962 | 96.8 | H
EM4PBCKN24BK | Y7-195970 | 32.52 | H
EM4PBCKN2N | Y7-195966 | 68.03 | H
EM4PBCKN342 | Y7-195959 | 52.32 | H
EM4PBCKN346 | Y7-195963 | 117.74 | H
EM4PBCKN34BK | Y7-195971 | 32.52 | H
EM4PBCKN3N | Y7-195967 | 91.57 | H
EM4PBCKUW | Y7-195964 | 52.32 | H
EM4PBCTMT160 | Y7-195988 | 130.82 | H
EM4PBCTMT250 | Y7-195989 | 136.05 | H
EM4PBCTMT400 | Y7-195990 | 143.89 | H
EM4PBFAN14 | Y7-195975 | 183.14 | H
EM4PBFAN1L1N | Y7-195972 | 104.66 | H
EM4PBFAN1L2N | Y7-195973 | 104.66 | H
EM4PBFAN1L3N | Y7-195974 | 104.66 | H
EM4PBFAN24 | Y7-195976 | 104.66 | H
EM4PBFAN34 | Y7-195977 | 130.82 | H
EM4PBGMBP | Y7-195981 | 10.46 | H
EM4PBGMN1N | Y7-195978 | 57.56 | H
EM4PBGMN2N | Y7-195979 | 75.88 | H
EM4PBGMN3N | Y7-195980 | 115.12 | H
EM4PBK404 | Y7-195927 | 156.98 | H
EM4PBK404L | Y7-195929 | 523.27 | H
EM4PBK404LM | Y7-195930 | 586.06 | H
EM4PBK404M | Y7-195928 | 523.27 | H
EM4PBK804 | Y7-195935 | 366.29 | H
EM4PBK804L | Y7-195937 | 648.86 | H
EM4PBK804LM | Y7-195938 | 1072.71 | H
EM4PBK804M | Y7-195936 | 706.42 | H
EM4PBKEL404 | Y7-196433 | 784.91 | H
EM4PBKEL804 | Y7-196434 | 837.23 | H
EM4PBLE | Y7-195986 | 15.69 | H
EM4PBNK40 | Y7-195934 | 209.31 | H
EM4PBNK80 | Y7-195939 | 287.8 | H
EM4PBP1280 | Y7-195949 | 1783.17 | H
EM4PBP1440 | Y7-195946 | 1661.98 | H
EM4PBP1680 | Y7-195950 | 2487.93 | H
EM4PBP1840 | Y7-195947 | 2341.58 | H
EM4PBP680 | Y7-195948 | 1294.22 | H
EM4PBP840 | Y7-195940 | 1183.28 | H
EM4PBSPD1234 | Y7-195983 | 1051.77 | H
EM4PBSPD34 | Y7-195982 | 313.97 | H
EM4PBVT | Y7-195987 | 78.49 | H
EM96BP | Y7-167083 | 21.05 | H | DIN 96mm Meter Blanking Plate
EMABP | Y7-156473 | 5.72 | H | Memshield 3 MCB Blanking Module 9mm
EMAN4EBF | Y7-176420 | 107.76 | G
EMBH101 | Y7-EMBH101 | 22.97 | H2 | Eaton MCB 1A 10/15kA Trip Type B 1P
EMBH101N | Y7-EMBH101N | 65.58 | H2 | Eaton MCB 1A 10/15kA Trip Type B 1P+N
EMBH102 | Y7-EMBH102 | 21.94 | H2 | Eaton MCB 2A 10/15kA Trip Type B 1P
EMBH102N | Y7-EMBH102N | 62.64 | H2 | Eaton MCB 2A 10/15kA Trip Type B 1P+N
EMBH104 | Y7-EMBH104 | 20.73 | H2 | Eaton MCB 4A 10/15kA Trip Type B 1P
EMBH104N | Y7-EMBH104N | 59.16 | H2 | Eaton MCB 4A 10/15kA Trip Type B 1P+N
EMBH106 | Y7-EMBH106 | 16.84 | H2 | Eaton MCB 6A 10/15kA Trip Type B 1P
EMBH106N | Y7-EMBH106N | 54.31 | H2 | Eaton MCB 6A 10/15kA Trip Type B 1P+N
EMBH106R100C | Y7-153066 | 99.27 | H1 | Eaton RCBO 6A 10kA Trip Type B 1P 100mA
EMBH106R10C | Y7-152065 | 99.27 | H1 | Eaton RCBO 6A 10kA Trip Type B 1P 10mA
EMBH106R300C | Y7-152085 | 99.27 | H1 | Eaton RCBO 6A 10kA Trip Type B 1P 300mA
EMBH106R30C | Y7-152075 | 89.61 | H1 | Eaton RCBO 6A 10kA Trip Type B 1P 30mA
EMBH108 | Y7-EMBH108 | 18.13 | H2 | Eaton MCB 8A 10/15kA Trip Type B 1P
EMBH108N | Y7-EMBH108N | 51.66 | H2 | Eaton MCB 8A 10/15kA Trip Type B 1P+N
EMBH110 | Y7-EMBH110 | 16.08 | H2 | Eaton MCB 10A 10/15kA Trip Type B 1P
EMBH110N | Y7-EMBH110N | 51.66 | H2 | Eaton MCB 10A 10/15kA Trip Type B 1P+N
EMBH110R100C | Y7-153068 | 99.27 | H1 | Eaton RCBO 10A 10kA Trip Type B 1P 100mA
EMBH110R10C | Y7-152067 | 99.27 | H1 | Eaton RCBO 10A 10kA Trip Type B 1P 10mA
EMBH110R300C | Y7-152087 | 99.27 | H1 | Eaton RCBO 10A 10kA Trip Type B 1P 300mA
EMBH110R30C | Y7-152077 | 89.61 | H1 | Eaton RCBO 10A 10kA Trip Type B 1P 30mA
EMBH113 | Y7-EMBH113 | 18.13 | H2 | Eaton MCB 13A 10/15kA Trip Type B 1P
EMBH113N | Y7-EMBH113N | 51.66 | H2 | Eaton MCB 13A 10/15kA Trip Type B 1P+N
EMBH116 | Y7-EMBH116 | 16.08 | H2 | Eaton MCB 16A 10/15kA Trip Type B 1P
EMBH116N | Y7-EMBH116N | 51.66 | H2 | Eaton MCB 16A 10/15kA Trip Type B 1P+N
EMBH116R100C | Y7-153070 | 99.27 | H1 | Eaton RCBO 16A 10kA Trip Type B 1P 100mA
EMBH116R10C | Y7-152069 | 99.27 | H1 | Eaton RCBO 16A 10kA Trip Type B 1P 10mA
EMBH116R300C | Y7-152089 | 99.27 | H1 | Eaton RCBO 10A 10kA Trip Type B 1P 300mA
EMBH116R30C | Y7-152079 | 89.61 | H1 | Eaton RCBO 16A 10kA Trip Type B 1P 30mA
EMBH120 | Y7-EMBH120 | 16.08 | H2 | Eaton MCB 20A 10/15kA Trip Type B 1P
EMBH120N | Y7-EMBH120N | 51.66 | H2 | Eaton MCB 20A 10/15kA Trip Type B 1P+N
EMBH120R100C | Y7-153071 | 99.27 | H1 | Eaton RCBO 20A 10kA Trip Type B 1P 100mA
EMBH120R10C | Y7-152070 | 99.27 | H1 | Eaton RCBO 20A 10kA Trip Type B 1P 10mA
EMBH120R300C | Y7-152090 | 99.27 | H1 | Eaton RCBO 20A 10kA Trip Type B 1P 300mA
EMBH120R30C | Y7-152080 | 89.61 | H1 | Eaton RCBO 20A 10kA Trip Type B 1P 30mA
EMBH125 | Y7-EMBH125 | 18.13 | H2 | Eaton MCB 25A 10/15kA Trip Type B 1P
EMBH125N | Y7-EMBH125N | 51.66 | H2 | Eaton MCB 25A 10/15kA Trip Type B 1P+N
EMBH125R100C | Y7-153072 | 99.27 | H1 | Eaton RCBO 25A 10kA Trip Type B 1P 100mA
EMBH125R10C | Y7-152071 | 99.27 | H1 | Eaton RCBO 25A 10kA Trip Type B 1P 10mA
EMBH125R300C | Y7-152091 | 99.27 | H1 | Eaton RCBO 25A 10kA Trip Type B 1P 300mA
EMBH125R30C | Y7-152081 | 99.27 | H1 | Eaton RCBO 25A 10kA Trip Type B 1P 30mA
EMBH132 | Y7-EMBH132 | 16.08 | H2 | Eaton MCB 32A 10/15kA Trip Type B 1P
EMBH132N | Y7-EMBH132N | 51.66 | H2 | Eaton MCB 32A 10/15kA Trip Type B 1P+N
EMBH132R100C | Y7-153073 | 99.27 | H1 | Eaton RCBO 32A 10kA Trip Type B 1P 100mA
EMBH132R10C | Y7-152072 | 99.27 | H1 | Eaton RCBO 32A 10kA Trip Type B 1P 10mA
EMBH132R300C | Y7-152092 | 99.27 | H1 | Eaton RCBO 32A 10kA Trip Type B 1P 300mA
EMBH132R30C | Y7-152082 | 89.61 | H1 | Eaton RCBO 32A 10kA Trip Type B 1P 30mA
EMBH140 | Y7-EMBH140 | 17.51 | H2 | Eaton MCB 40A 10/15kA Trip Type B 1P
EMBH140N | Y7-EMBH140N | 56.42 | H2 | Eaton MCB 40A 10/15kA Trip Type B 1P+N
EMBH140R30C | Y7-152083 | 89.61 | H1 | Eaton RCBO 40A 10kA Trip Type B SP 30mA
EMBH145R30C | Y7-152084 | 89.61 | H1 | Eaton RCBO 45A 10kA Trip Type B SP 30mA
EMBH150 | Y7-EMBH150 | 17.51 | H2 | Eaton MCB 50A 10/15kA Trip Type B 1P
EMBH150N | Y7-EMBH150N | 67.4 | H2 | Eaton MCB 50A 10/15kA Trip Type B 1P+N
EMBH163 | Y7-EMBH163 | 18.99 | H2 | Eaton MCB 63A 10/15kA Trip Type B 1P
EMBH163N | Y7-EMBH163N | 59.16 | H2 | Eaton MCB 63A 10/15kA Trip Type B 1P+N
EMBH201 | Y7-EMBH201 | 65.58 | H2 | Eaton MCB 1A 10/15kA Trip Type B 2P
EMBH202 | Y7-EMBH202 | 62.64 | H2 | Eaton MCB 2A 10/15kA Trip Type B 2P
EMBH204 | Y7-EMBH204 | 59.16 | H2 | Eaton MCB 4A 10/15kA Trip Type B 2P
EMBH206 | Y7-EMBH206 | 54.31 | H2 | Eaton MCB 6A 10/15kA Trip Type B 2P
EMBH208 | Y7-EMBH208 | 51.66 | H2 | Eaton MCB 8A 10/15kA Trip Type B 2P
EMBH210 | Y7-EMBH210 | 51.66 | H2 | Eaton MCB 10A 10/15kA Trip Type B 2P
EMBH213 | Y7-EMBH213 | 51.66 | H2 | Eaton MCB 13A 10/15kA Trip Type B 2P
EMBH216 | Y7-EMBH216 | 51.66 | H2 | Eaton MCB 16A 10/15kA Trip Type B 2P
EMBH220 | Y7-EMBH220 | 51.66 | H2 | Eaton MCB 20A 10/15kA Trip Type B 2P
EMBH225 | Y7-EMBH225 | 51.66 | H2 | Eaton MCB 25A 10/15kA Trip Type B 2P
EMBH232 | Y7-EMBH232 | 51.66 | H2 | Eaton MCB 32A 10/15kA Trip Type B 2P
EMBH240 | Y7-EMBH240 | 56.42 | H2 | Eaton MCB 40A 10/15kA Trip Type B 2P
EMBH250 | Y7-EMBH250 | 56.42 | H2 | Eaton MCB 50A 10/15kA Trip Type B 2P
EMBH263 | Y7-EMBH263 | 61.15 | H2 | Eaton MCB 63A 10/15kA Trip Type B 2P
EMBH301 | Y7-EMBH301 | 97.25 | H2 | Eaton MCB 1A 10/15kA Trip Type B 3P
EMBH302 | Y7-EMBH302 | 92.82 | H2 | Eaton MCB 2A 10/15kA Trip Type B 3P
EMBH304 | Y7-EMBH304 | 87.63 | H2 | Eaton MCB 4A 10/15kA Trip Type B 3P
EMBH306 | Y7-EMBH306 | 80.37 | H2 | Eaton MCB 6A 10/15kA Trip Type B 3P
EMBH308 | Y7-EMBH308 | 77.04 | H2 | Eaton MCB 8A 10/15kA Trip Type B 3P
EMBH310 | Y7-EMBH310 | 77.04 | H2 | Eaton MCB 10A 10/15kA Trip Type B 3P
EMBH313 | Y7-EMBH313 | 77.04 | H2 | Eaton MCB 13A 10/15kA Trip Type B 3P
EMBH316 | Y7-EMBH316 | 68.31 | H2 | Eaton MCB 16A 10/15kA Trip Type B 3P
EMBH320 | Y7-EMBH320 | 68.31 | H2 | Eaton MCB 20A 10/15kA Trip Type B 3P
EMBH325 | Y7-EMBH325 | 77.04 | H2 | Eaton MCB 25A 10/15kA Trip Type B 3P
EMBH332 | Y7-EMBH332 | 68.31 | H2 | Eaton MCB 32A 10/15kA Trip Type B 3P
EMBH340 | Y7-EMBH340 | 83.72 | H2 | Eaton MCB 40A 10/15kA Trip Type B 3P
EMBH350 | Y7-EMBH350 | 83.72 | H2 | Eaton MCB 50A 10/15kA Trip Type B 3P
EMBH363 | Y7-EMBH363 | 82.32 | H2 | Eaton MCB 63A 10/15kA Trip Type B 3P
EMBH401 | Y7-EMBH401 | 153.1 | H2 | Eaton MCB 1A 10/15kA Trip Type B 4P
EMBH402 | Y7-EMBH402 | 146.09 | H2 | Eaton MCB 2A 10/15kA Trip Type B 4P
EMBH404 | Y7-EMBH404 | 137.97 | H2 | Eaton MCB 4A 10/15kA Trip Type B 4P
EMBH406 | Y7-EMBH406 | 126.57 | H2 | Eaton MCB 6A 10/15kA Trip Type B 4P
EMBH408 | Y7-EMBH408 | 119.23 | H2 | Eaton MCB 8A 10/15kA Trip Type B 4P
EMBH410 | Y7-EMBH410 | 119.23 | H2 | Eaton MCB 10A 10/15kA Trip Type B 4P
EMBH413 | Y7-EMBH413 | 119.23 | H2 | Eaton MCB 13A 10/15kA Trip Type B 4P
EMBH416 | Y7-EMBH416 | 119.23 | H2 | Eaton MCB 16A 10/15kA Trip Type B 4P
EMBH420 | Y7-EMBH420 | 119.23 | H2 | Eaton MCB 20A 10/15kA Trip Type B 4P
EMBH425 | Y7-EMBH425 | 119.23 | H2 | Eaton MCB 25A 10/15kA Trip Type B 4P
EMBH432 | Y7-EMBH432 | 119.23 | H2 | Eaton MCB 32A 10/15kA Trip Type B 4P
EMBH440 | Y7-EMBH440 | 131.57 | H2 | Eaton MCB 40A 10/15kA Trip Type B 4P
EMBH450 | Y7-EMBH450 | 131.57 | H2 | Eaton MCB 50A 10/15kA Trip Type B 4P
EMBH463 | Y7-EMBH463 | 146.09 | H2 | Eaton MCB 63A 10/15kA Trip Type B 4P
EMBP | Y7-156472 | 2.01 | H | Memshield 3 MCB Blanking Module 18mm
EMBPH | Y7-156474 | 4.97 | H | Memshield 3 MCB Blanking Module 27mm
EMBS1100 | Y7-EMBS1100 | 70.36 | H2 | Eaton MCB 100A 20KA Trip Type B 1P 27mm
EMBS1125 | Y7-EMBS1125 | 70.36 | H2 | Eaton MCB 125A 15KA Trip Type B 1P 27mm
EMBS120 | Y7-EMBS120 | 70.36 | H2 | EATON MCB 20A 25KA TYPE B SP
EMBS132 | Y7-EMBS132 | 70.36 | H2 | EATON MCB 32A 25KA TYPE B SP
EMBS140 | Y7-EMBS140 | 70.36 | H2 | EATON MCB 40A 25KA TYPE B SP
EMBS150 | Y7-EMBS150 | 70.36 | H2 | EATON MCB 50A 25KA TYPE B SP
EMBS163 | Y7-EMBS163 | 70.36 | H2 | Eaton MCB 63A 25KA Trip Type B 1P 27mm
EMBS180 | Y7-EMBS180 | 70.36 | H2 | Eaton MCB 80A 20KA Trip Type B 1P 27mm
EMBS3100 | Y7-EMBS3100 | 131.96 | H2 | Eaton MCB 100A 20KA Trip Type B TP 27mm
EMBS3125 | Y7-EMBS3125 | 131.96 | H2 | Eaton MCB 125A 15KA Trip Type B TP 27mm
EMBS320 | Y7-EMBS320 | 131.96 | H2 | EATON MCB 20A 25KA TYPE B TP
EMBS332 | Y7-EMBS332 | 131.96 | H2 | EATON MCB 32A 25KA TYPE B TP
EMBS340 | Y7-EMBS340 | 131.96 | H2 | EATON MCB 40A 25KA TYPE B TP
EMBS350 | Y7-EMBS350 | 131.96 | H2 | EATON MCB 50A 25KA TYPE B TP
EMBS363 | Y7-EMBS363 | 131.96 | H2 | Eaton MCB 63A 25KA Trip Type B TP 27mm
EMBS380 | Y7-EMBS380 | 131.96 | H2 | Eaton MCB 80A 20KA Trip Type B TP 27mm
EMC3P-P2P1 | EMC3P-P2P1 | 525.55 | H | Meter, 3P, Panel, ModB, PP CT, MID
EMCH101 | Y7-EMCH101 | 22.97 | H2 | Eaton MCB 1A 10/15kA Trip Type C 1P
EMCH101N | Y7-EMCH101N | 65.58 | H2 | Eaton MCB 1A 10/15kA Trip Type C 1P+N
EMCH102 | Y7-EMCH102 | 21.94 | H2 | Eaton MCB 2A 10/15kA Trip Type C 1P
EMCH102N | Y7-EMCH102N | 62.64 | H2 | Eaton MCB 2A 10/15kA Trip Type C 1P+N
EMCH104 | Y7-EMCH104 | 20.73 | H2 | Eaton MCB 4A 10/15kA Trip Type C 1P
EMCH104N | Y7-EMCH104N | 59.16 | H2 | Eaton MCB 4A 10/15kA Trip Type C 1P+N
EMCH106 | Y7-EMCH106 | 16.84 | H2 | Eaton MCB 6A 10/15kA Trip Type C 1P
EMCH106N | Y7-EMCH106N | 54.31 | H2 | Eaton MCB 6A 10/15kA Trip Type C 1P+N
EMCH106R100C | Y7-153106 | 99.27 | H1 | Eaton RCBO 6A 10kA Trip Type C 1P 100mA
EMCH106R10C | Y7-152175 | 99.27 | H1 | Eaton RCBO 6A 10kA Trip Type C 1P 10mA
EMCH106R300C | Y7-152195 | 99.27 | H1 | Eaton RCBO 6A 10kA Trip Type C 1P 300mA
EMCH106R30C | Y7-152185 | 89.61 | H1 | Eaton RCBO 6A 10kA Trip Type C 1P 30mA
EMCH108 | Y7-EMCH108 | 18.13 | H2 | Eaton MCB 8A 10/15kA Trip Type C 1P
EMCH108N | Y7-EMCH108N | 51.66 | H2 | Eaton MCB 8A 10/15kA Trip Type C 1P+N
EMCH108R100C | Y7-153107 | 99.27 | H1 | Eaton RCBO 8A 10kA Trip Type C 1P 100mA
EMCH110 | Y7-EMCH110 | 16.08 | H2 | Eaton MCB 10A 10/15kA Trip Type C 1P
EMCH110N | Y7-EMCH110N | 51.66 | H2 | Eaton MCB 10A 10/15kA Trip Type C 1P+N
EMCH110R100C | Y7-153108 | 99.27 | H1 | Eaton RCBO 10A 10kA Trip Type C 1P 100mA
EMCH110R10C | Y7-152177 | 99.27 | H1 | Eaton RCBO 10A 10kA Trip Type C 1P 10mA
EMCH110R300C | Y7-152197 | 99.27 | H1 | Eaton RCBO 10A 10kA Trip Type C 1P 300mA
EMCH110R30C | Y7-152187 | 89.61 | H1 | Eaton RCBO 10A 10kA Trip Type C 1P 30mA
EMCH113 | Y7-EMCH113 | 18.13 | H2 | Eaton MCB 13A 10/15kA Trip Type C 1P
EMCH113N | Y7-EMCH113N | 51.66 | H2 | Eaton MCB 13A 10/15kA Trip Type C 1P+N
EMCH113R100C | Y7-153109 | 99.27 | H1 | Eaton RCBO 13A 10kA Trip Type C 1P 100mA
EMCH116 | Y7-EMCH116 | 16.08 | H2 | Eaton MCB 16A 10/15kA Trip Type C 1P
EMCH116N | Y7-EMCH116N | 51.66 | H2 | Eaton MCB 16A 10/15kA Trip Type C 1P+N
EMCH116R100C | Y7-153110 | 99.27 | H1 | Eaton RCBO 16A 10kA Trip Type C 1P 100mA
EMCH116R10C | Y7-152179 | 99.27 | H1 | Eaton RCBO 16A 10kA Trip Type C 1P 10mA
EMCH116R300C | Y7-152199 | 99.27 | H1 | Eaton RCBO 16A 10kA Trip Type C 1P 300mA
EMCH116R30C | Y7-152189 | 89.61 | H1 | Eaton RCBO 16A 10kA Trip Type C 1P 30mA
EMCH120 | Y7-EMCH120 | 16.08 | H2 | Eaton MCB 20A 10/15kA Trip Type C 1P
EMCH120N | Y7-EMCH120N | 51.66 | H2 | Eaton MCB 20A 10/15kA Trip Type C 1P+N
EMCH120R100C | Y7-153111 | 99.27 | H1 | Eaton RCBO 20A 10kA Trip Type C 1P 100mA
EMCH120R10C | Y7-152180 | 99.27 | H1 | Eaton RCBO 20A 10kA Trip Type C 1P 10mA
EMCH120R300C | Y7-152200 | 99.27 | H1 | Eaton RCBO 20A 10kA Trip Type C 1P 300mA
EMCH120R30C | Y7-152190 | 89.61 | H1 | Eaton RCBO 20A 10kA Trip Type C 1P 30mA
EMCH125 | Y7-EMCH125 | 16.08 | H2 | Eaton MCB 25A 10/15kA Trip Type C 1P
EMCH125N | Y7-EMCH125N | 51.66 | H2 | Eaton MCB 25A 10/15kA Trip Type C 1P+N
EMCH125R100C | Y7-153112 | 99.27 | H1 | Eaton RCBO 25A 10kA Trip Type C 1P 100mA
EMCH125R10C | Y7-152181 | 99.27 | H1 | Eaton RCBO 25A 10kA Trip Type C 1P 10mA
EMCH125R300C | Y7-152201 | 99.27 | H1 | Eaton RCBO 25A 10kA Trip Type C 1P 300mA
EMCH125R30C | Y7-152191 | 89.61 | H1 | Eaton RCBO 25A 10kA Trip Type C 1P 30mA
EMCH132 | Y7-EMCH132 | 16.08 | H2 | Eaton MCB 32A 10/15kA Trip Type C 1P
EMCH132N | Y7-EMCH132N | 51.66 | H2 | Eaton MCB 32A 10/15kA Trip Type C 1P+N
EMCH132R100C | Y7-153113 | 99.27 | H1 | EATON RCBO 32A 10kA C SP 100mA
EMCH132R10C | Y7-152182 | 99.27 | H1 | Eaton RCBO 32A 10kA Trip Type C 1P 10mA
EMCH132R300C | Y7-152202 | 99.27 | H1 | Eaton RCBO 32A 10kA Trip Type C 1P 300mA
EMCH132R30C | Y7-152192 | 89.61 | H1 | Eaton RCBO 32A 10kA Trip Type C 1P 30mA
EMCH140 | Y7-EMCH140 | 17.51 | H2 | Eaton MCB 40A 10/15kA Trip Type C 1P
EMCH140N | Y7-EMCH140N | 56.42 | H2 | Eaton MCB 40A 10/15kA Trip Type C 1P+N
EMCH140R30C | Y7-152193 | 89.61 | H1 | Eaton RCBO 40A 10kA Type C SP 30mA
EMCH145R30C | Y7-152194 | 89.61 | H1 | Eaton RCBO 45A 10kA Type C SP 30mA
EMCH150 | Y7-EMCH150 | 17.51 | H2 | Eaton MCB 50A 10/15kA Trip Type C 1P
EMCH150N | Y7-EMCH150N | 56.42 | H2 | Eaton MCB 50A 10/15kA Trip Type C 1P+N
EMCH163 | Y7-EMCH163 | 18.99 | H2 | Eaton MCB 63A 10/15kA Trip Type C 1P
EMCH163N | Y7-EMCH163N | 61.15 | H2 | Eaton MCB 63A 10/15kA Trip Type C 1P+N
EMCH201 | Y7-EMCH201 | 65.58 | H2 | Eaton MCB 1A 10/15kA Trip Type C 2P
EMCH202 | Y7-EMCH202 | 62.64 | H2 | Eaton MCB 2A 10/15kA Trip Type C 2P
EMCH204 | Y7-EMCH204 | 59.16 | H2 | Eaton MCB 4A 10/15kA Trip Type C 2P
EMCH206 | Y7-EMCH206 | 54.31 | H2 | Eaton MCB 6A 10/15kA Trip Type C 2P
EMCH208 | Y7-EMCH208 | 51.66 | H2 | Eaton MCB 8A 10/15kA Trip Type C 2P
EMCH210 | Y7-EMCH210 | 51.66 | H2 | Eaton MCB 10A 10/15kA Trip Type C 2P
EMCH213 | Y7-EMCH213 | 51.66 | H2 | Eaton MCB 13A 10/15kA Trip Type C 2P
EMCH216 | Y7-EMCH216 | 51.66 | H2 | Eaton MCB 16A 10/15kA Trip Type C 2P
EMCH220 | Y7-EMCH220 | 51.66 | H2 | Eaton MCB 20A 10/15kA Trip Type C 2P
EMCH225 | Y7-EMCH225 | 51.66 | H2 | Eaton MCB 25A 10/15kA Trip Type C 2P
EMCH232 | Y7-EMCH232 | 51.66 | H2 | Eaton MCB 32A 10/15kA Trip Type C 2P
EMCH240 | Y7-EMCH240 | 56.42 | H2 | Eaton MCB 40A 10/15kA Trip Type C 2P
EMCH250 | Y7-EMCH250 | 56.42 | H2 | Eaton MCB 50A 10/15kA Trip Type C 2P
EMCH263 | Y7-EMCH263 | 61.15 | H2 | Eaton MCB 63A 10/15kA Trip Type C 2P
EMCH301 | Y7-EMCH301 | 97.25 | H2 | Eaton MCB 1A 10/15kA Trip Type C 3P
EMCH302 | Y7-EMCH302 | 92.82 | H2 | Eaton MCB 2A 10/15kA Trip Type C 3P
EMCH304 | Y7-EMCH304 | 87.63 | H2 | Eaton MCB 4A 10/15kA Trip Type C 3P
EMCH306 | Y7-EMCH306 | 71.28 | H2 | Eaton MCB 6A 10/15kA Trip Type C 3P
EMCH308 | Y7-EMCH308 | 77.04 | H2 | Eaton MCB 8A 10/15kA Trip Type C 3P
EMCH310 | Y7-EMCH310 | 68.31 | H2 | Eaton MCB 10A 10/15kA Trip Type C 3P
EMCH313 | Y7-EMCH313 | 77.04 | H2 | Eaton MCB 13A 10/15kA Trip Type C 3P
EMCH316 | Y7-EMCH316 | 68.31 | H2 | Eaton MCB 16A 10/15kA Trip Type C 3P
EMCH320 | Y7-EMCH320 | 68.31 | H2 | Eaton MCB 20A 10/15kA Trip Type C 3P
EMCH325 | Y7-EMCH325 | 77.04 | H2 | Eaton MCB 25A 10/15kA Trip Type C 3P
EMCH332 | Y7-EMCH332 | 68.31 | H2 | Eaton MCB 32A 10/15kA Trip Type C 3P
EMCH340 | Y7-EMCH340 | 74.26 | H2 | Eaton MCB 40A 10/15kA Trip Type C 3P
EMCH350 | Y7-EMCH350 | 74.26 | H2 | Eaton MCB 50A 10/15kA Trip Type C 3P
EMCH363 | Y7-EMCH363 | 82.32 | H2 | Eaton MCB 63A 10/15kA Trip Type C 3P
EMCH401 | Y7-EMCH401 | 153.1 | H2 | Eaton MCB 1A 10/15kA Trip Type C 4P
EMCH402 | Y7-EMCH402 | 146.09 | H2 | Eaton MCB 2A 10/15kA Trip Type C 4P
EMCH404 | Y7-EMCH404 | 137.97 | H2 | Eaton MCB 4A 10/15kA Trip Type C 4P
EMCH406 | Y7-EMCH406 | 126.57 | H2 | Eaton MCB 6A 10/15kA Trip Type C 4P
EMCH408 | Y7-EMCH408 | 119.23 | H2 | Eaton MCB 8A 10/15kA Trip Type C 4P
EMCH410 | Y7-EMCH410 | 119.23 | H2 | Eaton MCB 10A 10/15kA Trip Type C 4P
EMCH413 | Y7-EMCH413 | 119.23 | H2 | Eaton MCB 13A 10/15kA Trip Type C 4P
EMCH416 | Y7-EMCH416 | 119.23 | H2 | Eaton MCB 16A 10/15kA Trip Type C 4P
EMCH420 | Y7-EMCH420 | 119.23 | H2 | Eaton MCB 20A 10/15kA Trip Type C 4P
EMCH425 | Y7-EMCH425 | 119.23 | H2 | Eaton MCB 25A 10/15kA Trip Type C 4P
EMCH432 | Y7-EMCH432 | 119.23 | H2 | Eaton MCB 32A 10/15kA Trip Type C 4P
EMCH440 | Y7-EMCH440 | 131.57 | H2 | Eaton MCB 40A 10/15kA Trip Type C 4P
EMCH450 | Y7-EMCH450 | 131.57 | H2 | Eaton MCB 50A 10/15kA Trip Type C 4P
EMCH463 | Y7-EMCH463 | 146.09 | H2 | Eaton MCB 63A 10/15kA Trip Type C 4P
EMCS1100 | Y7-EMCS1100 | 70.36 | H2 | Eaton MCB 100A 20kA Trip Type C 1P 27mm
EMCS1125 | Y7-EMCS1125 | 70.36 | H2 | Eaton MCB 125A 15kA Trip Type C 1P 27mm
EMCS120 | Y7-EMCS120 | 70.36 | H2 | EATON MCB 20A 25KA TYPE C SP
EMCS132 | Y7-EMCS132 | 70.36 | H2 | EATON MCB 32A 25KA TYPE C SP
EMCS140 | Y7-EMCS140 | 70.36 | H2 | EATON MCB 40A 25KA TYPE C SP
EMCS150 | Y7-EMCS150 | 70.36 | H2 | EATON MCB 50A 25KA TYPE C SP
EMCS163 | Y7-EMCS163 | 70.36 | H2 | Eaton MCB 63A 25kA Trip Type C 1P 27mm
EMCS180 | Y7-EMCS180 | 70.36 | H2 | Eaton MCB 80A 20kA Trip Type C 1P 27mm
EMCS3100 | Y7-EMCS3100 | 131.96 | H2 | Eaton MCB 100A 20kA Trip Type C 3P 27mm
EMCS3125 | Y7-EMCS3125 | 131.96 | H2 | Eaton MCB 125A 15kA Trip Type C 3P 27mm
EMCS320 | Y7-EMCS320 | 131.96 | H2 | EATON MCB 20A 25KA TYPE C TP
EMCS332 | Y7-EMCS332 | 131.96 | H2 | EATON MCB 32A 25KA TYPE C TP
EMCS340 | Y7-EMCS340 | 131.96 | H2 | EATON MCB 40A 25KA TYPE C TP
EMCS350 | Y7-EMCS350 | 131.96 | H2 | EATON MCB 50A 25KA TYPE C TP
EMCS363 | Y7-EMCS363 | 131.96 | H2 | Eaton MCB 63A 25kA Trip Type C 3P 27mm
EMCS380 | Y7-EMCS380 | 131.96 | H2 | Eaton MCB 80A 20kA Trip Type C 3P 27mm
EMDH101 | Y7-EMDH101 | 22.97 | H2 | Eaton MCB 1A 10/15kA Trip Type D 1P
EMDH101N | Y7-EMDH101N | 65.58 | H2 | Eaton MCB 1A 10/15kA Trip Type D 1P+N
EMDH102 | Y7-EMDH102 | 21.94 | H2 | Eaton MCB 2A 10/15kA Trip Type D 1P
EMDH102N | Y7-EMDH102N | 62.64 | H2 | Eaton MCB 2A 10/15kA Trip Type D 1P+N
EMDH104 | Y7-EMDH104 | 20.73 | H2 | Eaton MCB 4A 10/15kA Trip Type D 1P
EMDH104N | Y7-EMDH104N | 59.16 | H2 | Eaton MCB 4A 10/15kA Trip Type D 1P+N
EMDH106 | Y7-EMDH106 | 16.84 | H2 | Eaton MCB 6A 10/15kA Trip Type D 1P
EMDH106N | Y7-EMDH106N | 54.31 | H2 | Eaton MCB 6A 10/15kA Trip Type D 1P+N
EMDH108 | Y7-EMDH108 | 18.13 | H2 | Eaton MCB 8A 10/15kA Trip Type D 1P
EMDH108N | Y7-EMDH108N | 54.31 | H2 | Eaton MCB 8A 10/15kA Trip Type D 1P+N
EMDH110 | Y7-EMDH110 | 16.08 | H2 | Eaton MCB 10A 10/15kA Trip Type D 1P
EMDH110N | Y7-EMDH110N | 51.66 | H2 | Eaton MCB 10A 10/15kA Trip Type D 1P+N
EMDH113 | Y7-EMDH113 | 18.13 | H2 | Eaton MCB 13A 10/15kA Trip Type D 1P
EMDH113N | Y7-EMDH113N | 51.66 | H2 | Eaton MCB 13A 10/15kA Trip Type D 1P+N
EMDH116 | Y7-EMDH116 | 16.08 | H2 | Eaton MCB 16A 10/15kA Trip Type D 1P
EMDH116N | Y7-EMDH116N | 51.66 | H2 | Eaton MCB 16A 10/15kA Trip Type D 1P+N
EMDH120 | Y7-EMDH120 | 16.08 | H2 | Eaton MCB 20A 10/15kA Trip Type D 1P
EMDH120N | Y7-EMDH120N | 51.66 | H2 | Eaton MCB 20A 10/15kA Trip Type D 1P+N
EMDH125 | Y7-EMDH125 | 18.13 | H2 | Eaton MCB 25A 10/15kA Trip Type D 1P
EMDH125N | Y7-EMDH125N | 51.66 | H2 | Eaton MCB 25A 10/15kA Trip Type D 1P+N
EMDH132 | Y7-EMDH132 | 16.08 | H2 | Eaton MCB 32A 10/15kA Trip Type D 1P
EMDH132N | Y7-EMDH132N | 51.66 | H2 | Eaton MCB 32A 10/15kA Trip Type D 1P+N
EMDH140 | Y7-EMDH140 | 19.75 | H2 | Eaton MCB 40A 10/15kA Trip Type D 1P
EMDH140N | Y7-EMDH140N | 56.42 | H2 | Eaton MCB 40A 10/15kA Trip Type D 1P+N
EMDH150 | Y7-EMDH150 | 19.75 | H2 | Eaton MCB 50A 10/15kA Trip Type D 1P
EMDH150N | Y7-EMDH150N | 61.15 | H2 | Eaton MCB 50A 10/15kA Trip Type D 1P+N
EMDH163 | Y7-EMDH163 | 21.4 | H2 | Eaton MCB 63A 10/15kA Trip Type D 1P
EMDH163N | Y7-EMDH163N | 65.58 | H2 | Eaton MCB 63A 10/15kA Trip Type D 1P+N
EMDH201 | Y7-EMDH201 | 65.58 | H2 | Eaton MCB 1A 10/15kA Trip Type D 2P
EMDH202 | Y7-EMDH202 | 62.64 | H2 | Eaton MCB 2A 10/15kA Trip Type D 2P
EMDH204 | Y7-EMDH204 | 59.16 | H2 | Eaton MCB 4A 10/15kA Trip Type D 2P
EMDH206 | Y7-EMDH206 | 54.31 | H2 | Eaton MCB 6A 10/15kA Trip Type D 2P
EMDH208 | Y7-EMDH208 | 51.66 | H2 | Eaton MCB 8A 10/15kA Trip Type D 2P
EMDH210 | Y7-EMDH210 | 51.66 | H2 | Eaton MCB 10A 10/15kA Trip Type D 2P
EMDH213 | Y7-EMDH213 | 51.66 | H2 | Eaton MCB 13A 10/15kA Trip Type D 2P
EMDH216 | Y7-EMDH216 | 51.66 | H2 | Eaton MCB 16A 10/15kA Trip Type D 2P
EMDH220 | Y7-EMDH220 | 51.66 | H2 | Eaton MCB 20A 10/15kA Trip Type D 2P
EMDH225 | Y7-EMDH225 | 51.66 | H2 | Eaton MCB 25A 10/15kA Trip Type D 2P
EMDH232 | Y7-EMDH232 | 51.66 | H2 | Eaton MCB 32A 10/15kA Trip Type D 2P
EMDH240 | Y7-EMDH240 | 56.42 | H2 | Eaton MCB 40A 10/15kA Trip Type D 2P
EMDH250 | Y7-EMDH250 | 56.42 | H2 | Eaton MCB 50A 10/15kA Trip Type D 2P
EMDH263 | Y7-EMDH263 | 61.15 | H2 | Eaton MCB 63A 10/15kA Trip Type D 2P
EMDH301 | Y7-EMDH301 | 97.25 | H2 | Eaton MCB 1A 10/15kA Trip Type D 3P
EMDH302 | Y7-EMDH302 | 92.82 | H2 | Eaton MCB 2A 10/15kA Trip Type D 3P
EMDH304 | Y7-EMDH304 | 87.63 | H2 | Eaton MCB 4A 10/15kA Trip Type D 3P
EMDH306 | Y7-EMDH306 | 80.37 | H2 | Eaton MCB 6A 10/15kA Trip Type D 3P
EMDH308 | Y7-EMDH308 | 77.04 | H2 | Eaton MCB 8A 10/15kA Trip Type D 3P
EMDH310 | Y7-EMDH310 | 77.04 | H2 | Eaton MCB 10A 10/15kA Trip Type D 3P
EMDH313 | Y7-EMDH313 | 77.04 | H2 | Eaton MCB 13A 10/15kA Trip Type D 3P
EMDH316 | Y7-EMDH316 | 68.31 | H2 | Eaton MCB 16A 10/15kA Trip Type D 3P
EMDH320 | Y7-EMDH320 | 68.31 | H2 | Eaton MCB 20A 10/15kA Trip Type D 3P
EMDH325 | Y7-EMDH325 | 77.04 | H2 | Eaton MCB 25A 10/15kA Trip Type D 3P
EMDH332 | Y7-EMDH332 | 68.31 | H2 | Eaton MCB 32A 10/15kA Trip Type D 3P
EMDH340 | Y7-EMDH340 | 83.72 | H2 | Eaton MCB 40A 10/15kA Trip Type D 3P
EMDH350 | Y7-EMDH350 | 83.72 | H2 | Eaton MCB 50A 10/15kA Trip Type D 3P
EMDH363 | Y7-EMDH363 | 97.25 | H2 | Eaton MCB 63A 10/15kA Trip Type D 3P
EMDH401 | Y7-EMDH401 | 153.1 | H2 | Eaton MCB 1A 10/15kA Trip Type D 4P
EMDH402 | Y7-EMDH402 | 146.09 | H2 | Eaton MCB 2A 10/15kA Trip Type D 4P
EMDH404 | Y7-EMDH404 | 137.97 | H2 | Eaton MCB 4A 10/15kA Trip Type D 4P
EMDH406 | Y7-EMDH406 | 126.57 | H2 | Eaton MCB 6A 10/15kA Trip Type D 4P
EMDH408 | Y7-EMDH408 | 119.23 | H2 | Eaton MCB 8A 10/15kA Trip Type D 4P
EMDH410 | Y7-EMDH410 | 119.23 | H2 | Eaton MCB 10A 10/15kA Trip Type D 4P
EMDH413 | Y7-EMDH413 | 119.23 | H2 | Eaton MCB 13A 10/15kA Trip Type D 4P
EMDH416 | Y7-EMDH416 | 119.23 | H2 | Eaton MCB 16A 10/15kA Trip Type D 4P
EMDH420 | Y7-EMDH420 | 119.23 | H2 | Eaton MCB 20A 10/15kA Trip Type D 4P
EMDH425 | Y7-EMDH425 | 119.23 | H2 | Eaton MCB 25A 10/15kA Trip Type D 4P
EMDH432 | Y7-EMDH432 | 119.23 | H2 | Eaton MCB 32A 10/15kA Trip Type D 4P
EMDH440 | Y7-EMDH440 | 131.57 | H2 | Eaton MCB 40A 10/15kA Trip Type D 4P
EMDH450 | Y7-EMDH450 | 131.57 | H2 | Eaton MCB 50A 10/15kA Trip Type D 4P
EMDH463 | Y7-EMDH463 | 153.1 | H2 | Eaton MCB 63A 10/15kA Trip Type D 4P
EMDL | Y7-156477 | 19.06 | H | Memshield 3 Door Barrel Lock with 2 Keys
EMDS1100 | Y7-EMDS1100 | 70.36 | H2 | Eaton MCB 100A 15kA Trip Type D 1P 27mm
EMDS120 | Y7-EMDS120 | 70.36 | H2 | Eaton MCB 20A 25kA Trip Type D 1P 27mm
EMDS132 | Y7-EMDS132 | 70.36 | H2 | Eaton MCB 32A 25kA Trip Type D 1P 27mm
EMDS140 | Y7-EMDS140 | 70.36 | H2 | Eaton MCB 40A 25kA Trip Type D 1P 27mm
EMDS150 | Y7-EMDS150 | 70.36 | H2 | Eaton MCB 50A 25kA Trip Type D 1P 27mm
EMDS163 | Y7-EMDS163 | 70.36 | H2 | Eaton MCB 63A 25kA Trip Type D 1P 27mm
EMDS180 | Y7-EMDS180 | 70.36 | H2 | Eaton MCB 80A 20kA Trip Type D 1P 27mm
EMDS3100 | Y7-EMDS3100 | 131.96 | H2 | Eaton MCB 100A 15kA Trip Type D TP 27mm
EMDS320 | Y7-EMDS320 | 131.96 | H2 | Eaton MCB 20A 25kA Trip Type D 3P 27mm
EMDS332 | Y7-EMDS332 | 131.96 | H2 | Eaton MCB 32A 25kA Trip Type D 3P 27mm
EMDS340 | Y7-EMDS340 | 131.96 | H2 | Eaton MCB 40A 25kA Trip Type D 3P 27mm
EMDS350 | Y7-EMDS350 | 131.96 | H2 | Eaton MCB 50A 25kA Trip Type D 3P 27mm
EMDS363 | Y7-EMDS363 | 131.96 | H2 | Eaton MCB 63A 25kA Trip Type D TP 27mm
EMDS380 | Y7-EMDS380 | 131.96 | H2 | Eaton MCB 80A 20kA Trip Type D TP 27mm
EMGP142 | Y7-156481 | 38.54 | H | Memshield 3 Type B IP42 Gland Plate Kit
EMPL | Y7-156478 | 15.48 | H | Memshield 3 Door Padlocking Kit
EMS1001 | Y7-EMS1001 | 15.3 | H | Memshield 3 100A SP Isolator
EMS1001N | Y7-EMS1001N | 24.22 | H | EMS 100A SPN ISOLATOR
EMS1001NR | Y7-EMS1001NR | 24.22 | H | EMS 100A SPN ISOLATOR REV POL
EMS1002 | Y7-EMS1002 | 24.47 | H | EMS 100A DP ISOLATOR
EMS1003 | Y7-EMS1003 | 40.04 | H | Memshield 3 100A TP Isolator
EMS1003N | Y7-EMS1003N | 76.49 | H | EATON ISOLATOR 100A TPN
EMS1003NR | Y7-EMS1003NR | 76.49 | H | EATON ISOLATOR 100A TPN REV
EMS1004 | Y7-EMS1004 | 76.49 | H | Memshield 3 100A 4P Isolator
EP842 | Y7-176421 | 2.91 | J | EXEL2-MLINK 20-32A BLANK LOOSE
EPBCN2N1 | Y7-171110 | 104.71 | H | M3 Panelboard NZM1 into NZM2..
EPBCTMT160 | Y7-167084 | 269.81 | H | Memshield 3 Panelboard Outgoing CT Kit for 160A Frame MCCBs
EPBCTMT250 | Y7-167085 | 402.86 | H | Memshield 3 Panelboard Outgoing CT Kit for 250A Frame MCCBs
EPBCTMT3P | Y7-176422 | 117.44 | H | M3 3-PH CT TO 1-PH SPLITTER BX
EPBCTMT400 | Y7-167086 | 427.29 | H | Memshield 3 Panelboard Outgoing CT Kit for 400A Frame MCCBs
EPBDLK1 | Y7-167098 | 31.4 | H | Memshield 3 Panelboard Door Lock
EPBKEL250 | Y7-167092 | 1306.78 | H | Memshield 3 Panelboard 250A Earth Leakage Incomer Kit
EPBKEL400 | Y7-167093 | 1144.07 | H | Memshield 3 Panelboard 400A Earth Leakage Incomer Kit
EPBKEL800 | Y7-167094 | 1429.48 | H | Memshield 3 Panelboard 630A/800A Earth Leakage Incomer Kit
EPBKN1253 | Y7-166772 | 74.25 | H | Memshield 3 Panelboard Incomer Kit 3-Pole MCCB or Isolator 250A
EPBKN1253M | Y7-166773 | 263.98 | H | Memshield 3 Panelboard Incomer Kit 3-Pole MCCB or Isolator 250A. Metering Version
EPBKN1254 | Y7-166774 | 142.88 | H | Memshield 3 Panelboard Incomer Kit 4-Pole MCCB or Isolator 250A
EPBKN1254M | Y7-166775 | 508.05 | H | Memshield 3 Panelboard Incomer Kit 4-Pole MCCB or Isolator 250A. Metering Version
EPBKN125L | Y7-166776 | 125.99 | H | Memshield 3 Panelboard Incomer Kit Direct Connection Lugs Kit 250A
EPBKN125LM | Y7-166777 | 356.76 | H | Memshield 3 Panelboard Incomer Kit Direct Connection Lugs Kit 250A. Metering Version
EPBKN2403 | Y7-166778 | 172.33 | H | Memshield 3 Panelboard Incomer Kit 3-Pole MCCB or Isolator 400A
EPBKN2403M | Y7-166779 | 280 | H | Memshield 3 Panelboard Incomer Kit 3-Pole MCCB or Isolator 400A. Metering Version
EPBKN2404 | Y7-166780 | 316.62 | H | Memshield 3 Panelboard Incomer Kit 4-Pole MCCB or Isolator 400A
EPBKN2404M | Y7-166781 | 513.51 | H | Memshield 3 Panelboard Incomer Kit 4-Pole MCCB or Isolator 400A. Metering Version
EPBKN240L | Y7-166782 | 203.69 | H | Memshield 3 Panelboard Incomer Kit Direct Connection Lugs Kit 400A
EPBKN240LM | Y7-166783 | 405.91 | H | Memshield 3 Panelboard Incomer Kit Direct Connection Lugs Kit 400A. Metering Version
EPBKN2633 | Y7-166784 | 439.77 | H | Memshield 3 Panelboard Incomer Kit 3-Pole MCCB or Isolator 630A
EPBKN2633M | Y7-166785 | 628.25 | H | Memshield 3 Panelboard Incomer Kit 3-Pole MCCB or Isolator 630A. Metering Version
EPBKN2634 | Y7-166786 | 659.67 | H | Memshield 3 Panelboard Incomer Kit 4-Pole MCCB or Isolator 630A
EPBKN2634M | Y7-166787 | 898.02 | H | Memshield 3 Panelboard Incomer Kit 4-Pole MCCB or Isolator 630A. Metering Version
EPBKN263L | Y7-166788 | 429.35 | H | Memshield 3 Panelboard Incomer Kit Direct Connection Lugs Kit 630A
EPBKN263LM | Y7-166789 | 667.73 | H | Memshield 3 Panelboard Incomer Kit Direct Connection Lugs Kit 630A. Metering Version
EPBKN3803 | Y7-166790 | 546.46 | H | Memshield 3 Panelboard Incomer Kit 3-Pole MCCB or Isolator 800A
EPBKN3803M | Y7-166791 | 695.73 | H | Memshield 3 Panelboard Incomer Kit 3-Pole MCCB or Isolator 800A. Metering Version
EPBKN3804 | Y7-166792 | 819.7 | H | Memshield 3 Panelboard Incomer Kit 4-Pole MCCB or Isolator 800A
EPBKN3804M | Y7-166793 | 1043.62 | H | Memshield 3 Panelboard Incomer Kit 4-Pole MCCB or Isolator 800A. Metering Version
EPBKTFSLW | Y7-166796 | 40.29 | H | Memshield 3 Panelboard Top Feed Incomer Adapter Kit 630/800A
EPBKTFSN2 | Y7-166794 | 40.29 | H | Memshield 3 Panelboard Top Feed Incomer Adapter Kit 250A
EPBKTFSN3 | Y7-166795 | 71.53 | H | Memshield 3 Panelboard Top Feed Incomer Adapter Kit 400A
EPBMETER1 | Y7-167082 | 453.55 | H | Memshield 3 DIN 96mm Multifunction Meter. Pulsed and Modbus Output
EPBN11225 | Y7-164271 | 1194.23 | H | Memshield 3 Panelboard 250A, 12 Way. Outgoing up to 160A
EPBN11225SXB | Y7-167040 | 428.83 | H | Memshield 3 Panelboard Side Cable Extension Box for EPBN11225 (12 Way)
EPBN11225SXM | Y7-167054 | 452.76 | H | Memshield 3 Panelboard Side Metering Extension Box for EPBN11225 (12 Way)
EPBN11240 | Y7-164273 | 1406.46 | H | Memshield 3 Panelboard 400A, 12 Way. Outgoing up to 160A
EPBN1425 | Y7-164268 | 865.83 | H | Memshield 3 Panelboard 250A, 4 Way. Outgoing up to 160A
EPBN1425SXB | Y7-167037 | 357.93 | H | Memshield 3 Panelboard Side Cable Extension Box for EPBN1425 (4 Way)
EPBN1425SXM | Y7-167051 | 397.02 | H | Memshield 3 Panelboard Side Metering Extension Box for EPBN1425 (4 Way)
EPBN1625 | Y7-164269 | 922.23 | H | Memshield 3 Panelboard 250A, 6 Way. Outgoing up to 160A
EPBN1625SXB | Y7-167038 | 376.37 | H | Memshield 3 Panelboard Side Cable Extension Box for EPBN1625 (6 Way)
EPBN1625SXM | Y7-167052 | 419.12 | H | Memshield 3 Panelboard Side Metering Extension Box for EPBN1625 (6 Way)
EPBN1640 | Y7-164272 | 1037.09 | H | Memshield 3 Panelboard 400A, 6 Way. Outgoing up to 160A
EPBN1825 | Y7-164270 | 1027.6 | H | Memshield 3 Panelboard 250A, 8 Way. Outgoing up to 160A
EPBN1825SXB | Y7-167039 | 407.25 | H | Memshield 3 Panelboard Side Cable Extension Box for EPBN1825 (8 Way)
EPBN1825SXM | Y7-167053 | 427.5 | H | Memshield 3 Panelboard Side Metering Extension Box for EPBN1825 (8 Way)
EPBN1BP1 | Y7-167095 | 10.33 | H | Memshield 3 Panelboard N1 MCCB Blanking Shield. Single Pole. Use 3 for TP MCCB
EPBN1CX250 | Y7-167049 | 143.35 | H | Memshield 3 Panelboard Corner Filler Box N1 Panelbaords
EPBN1EX250 | Y7-167046 | 180.51 | H | Memshield 3 Panelboard Cable Extension Box - Top/Bottom Mounted for EPBN1 Panelboards
EPBN1EX250M | Y7-167060 | 252.52 | H | Memshield 3 Panelboard Incoming Digital Meter Pack Enclosure 250A
EPBN1EXDIN | Y7-167063 | 269.18 | H | Memshield 3 Panelboard DIN Rail Extension Box for EPBN1 250A Panelboards. 15 DIN Modules
EPBN1SPD123 | Y7-167080 | 1607.46 | H | Memshield 3 Panelboard Lighting and surge suppression kit - Class III & IV
EPBN1SPD1234 | Y7-167081 | 1704.29 | H | Memshield 3 Panelboard Lighting and surge suppression kit - Class I, II, III & IV
EPBN1SPD1234KIT | Y7-171961 | 1363.42 | H | M3 PBD N1 Surge PD I II III IV
EPBN1SPD123KIT | Y7-171960 | 1287.17 | H | M3 PBD N1 Surge PD I II III Ki
EPBN1SUPM | Y7-167087 | 155.38 | H | Memshield 3 250A Panelboard Meter Voltage Supply Kit for EPBMETER1
EPBN21240 | Y7-164275 | 1557.48 | H | Memshield 3 Panelboard 400A, 12 Way. Outgoing up to 250A
EPBN21240SXB | Y7-167042 | 502.89 | H | Memshield 3 Panelboard Side Cable Extension Box for EPBN11240 or EPBN21240 (12 Way)
EPBN21240SXM | Y7-167056 | 528.37 | H | Memshield 3 Panelboard Side Metering Extension Box for EPBN11240 or EPBN21240 (12 Way)
EPBN21263 | Y7-164278 | 1671.86 | H | Memshield 3 Panelboard 250A, 12 Way. Outgoing up to 250A
EPBN21263SXB | Y7-167044 | 514.88 | H | Memshield 3 Panelboard Side Cable Extension Box for EPBN2863 (8 Way) or EPBN21263 (12 way) or EPBN3880 (8 way)
EPBN21263SXM | Y7-167058 | 545.9 | H | Memshield 3 Panelboard Side Metering Extension Box for EPBN2863 (8 Way) or EPBN21263 (12 way)
EPBN21840 | Y7-164276 | 1906.53 | H | Memshield 3 Panelboard 400A, 18 Way. Outgoing up to 250A
EPBN21840SXB | Y7-167043 | 564.5 | H | Memshield 3 Panelboard Side Cable Extension Box for EPBN21840 (18 Way)
EPBN21840SXM | Y7-167057 | 595.52 | H | Memshield 3 Panelboard Side Metering Extension Box for EPBN21840 (18 Way)
EPBN21863 | Y7-164279 | 2966.45 | H | Memshield 3 Panelboard 250A, 18 Way. Outgoing up to 250A
EPBN21863SXB | Y7-167045 | 545.9 | H | Memshield 3 Panelboard Side Cable Extension Box for EPBN21863 (18 Way) or EPBN31280 (12 way)
EPBN21863SXM | Y7-167059 | 576.92 | H | Memshield 3 Panelboard Side Metering Extension Box for EPBN21863 (18 Way) or EPBN31280 (12 way)
EPBN2640 | Y7-164274 | 1171.83 | H | Memshield 3 Panelboard 400A, 6 Way. Outgoing up to 250A
EPBN2640SXB | Y7-167041 | 416.48 | H | Memshield 3 Panelboard Side Cable Extension Box for EPBN1640 or EPBN2640 (6 Way)
EPBN2640SXM | Y7-167055 | 446.65 | H | Memshield 3 Panelboard Side Metering Extension Box for EPBN1640 or EPBN2640 (6 Way)
EPBN2863 | Y7-164277 | 1430.5 | H | Memshield 3 Panelboard 630A, 8 Way. Outgoing up to 250A
EPBN2BP3 | Y7-167096 | 23.97 | H | Memshield 3 Panelboard N2 MCCB Blanking Shield. Three Pole
EPBN2CX250 | Y7-167050 | 116.98 | H | Memshield 3 Panelboard Corner Filler Box N2/3 Panelbaords
EPBN2EX250 | Y7-167047 | 212.09 | H | Memshield 3 Panelboard Cable Extension Box - Top/Bottom Mounted for EPBN2 Panelboards 400A
EPBN2EX250M | Y7-167061 | 277.65 | H | Memshield 3 Panelboard Incoming Digital Meter Pack Enclosure 400A
EPBN2EXDIN | Y7-167064 | 328.74 | H | Memshield 3 Panelboard DIN Rail Extension Box for EPBN1 400A Panelboards. 18 DIN Modules
EPBN31280 | Y7-164281 | 3570.75 | H | Memshield 3 Panelboard 800A, 12 Way. Outgoing up to 400A
EPBN3880 | Y7-164280 | 1982.42 | H | Memshield 3 Panelboard 800A, 8 Way. Outgoing up to 400A
EPBN3BP3 | Y7-167097 | 41.11 | H | Memshield 3 Panelboard N3 MCCB Blanking Shield. Three Pole
EPBN3EX250 | Y7-167048 | 239.1 | H | Memshield 3 Panelboard Cable Extension Box - Top/Bottom Mounted for EPBN2 Panelboards 630A and EPBN3 Panelboards
EPBN3EX250M | Y7-167062 | 382.36 | H | Memshield 3 Panelboard Incoming Digital Meter Pack Enclosure 630/800A
EPBN3EXDIN | Y7-167065 | 370.58 | H | Memshield 3 Panelboard DIN Rail Extension Box for 630A / 800A Panelboards. 30 DIN Modules
EPBN3LKKTM | Y7-167089 | 88.82 | H | Memshield 3 Panelboard Meter to Meter (EPBMETER1) Voltage Supply Linking Lik
EPBN3LKRJ45 | Y7-167090 | 28.61 | H | Memshield 3 Panelboard CT to Meter (EPBMETER1) Extension Cable
EPBN3SUPM | Y7-167088 | 197.24 | H | Memshield 3 400A/630A/800A Panelboard Meter Voltage Supply Kit for EPBMETER1
EPBPN11225 | Y7-167069 | 1183.63 | H | Memshield 3 Panelboard Pan Assembly 250A, 12 Way. Outgoing up to 160A
EPBPN11240 | Y7-167071 | 1166.43 | H | Memshield 3 Panelboard Pan Assembly 400A, 12 Way. Outgoing up to 160A
EPBPN1425 | Y7-167066 | 764.96 | H | Memshield 3 Panelboard Pan Assembly 250A, 4 Way. Outgoing up to 160A
EPBPN1625 | Y7-167067 | 856.16 | H | Memshield 3 Panelboard Pan Assembly 250A, 6 Way. Outgoing up to 160A
EPBPN1640 | Y7-167070 | 732.62 | H | Memshield 3 Panelboard Pan Assembly 400A, 6 Way. Outgoing up to 160A
EPBPN1825 | Y7-167068 | 945.17 | H | Memshield 3 Panelboard Pan Assembly 250A, 8 Way. Outgoing up to 160A
EPBPN21240 | Y7-167073 | 1465.17 | H | Memshield 3 Panelboard Pan Assembly 400A, 12 Way. Outgoing up to 250A
EPBPN21263 | Y7-167076 | 1809.96 | H | Memshield 3 Panelboard Pan Assembly 250A, 12 Way. Outgoing up to 250A
EPBPN21840 | Y7-167074 | 1884.67 | H | Memshield 3 Panelboard Pan Assembly 400A, 18 Way. Outgoing up to 250A
EPBPN21863 | Y7-167077 | 2045.52 | H | Memshield 3 Panelboard Pan Assembly 250A, 18 Way. Outgoing up to 250A
EPBPN2640 | Y7-167072 | 1235.34 | H | Memshield 3 Panelboard Pan Assembly 400A, 6 Way. Outgoing up to 250A
EPBPN2863 | Y7-167075 | 1695.02 | H | Memshield 3 Panelboard Pan Assembly 630A, 8 Way. Outgoing up to 250A
EPBPN31280 | Y7-167079 | 1893.86 | H | Memshield 3 Panelboard Pan Assembly 800A, 12 Way. Outgoing up to 400A
EPBPN3880 | Y7-167078 | 1654.02 | H | Memshield 3 Panelboard Pan Assembly 800A, 8 Way. Outgoing up to 400A
EPBSXBCTMT | Y7-167091 | 21.86 | H | Memshield 3 Panelboard CT supporting mount to allow CT to be fitted in cable way if terminal shields being fitted
ESD16 | ESD16 | 7.02 | K | 16AMP 550V AC INDUSTRIAL FUSE
ESD20 | ESD20 | 7.02 | K | 20AMP 550V AC INDUSTRIAL BS88 FUSE
ESD25 | ESD25 | 8.37 | K | 25AMP 550V AC INDUSTRIAL BS88 FUSE
ESD32 | ESD32 | 8.37 | K | 32AMP 550V AC INDUSTRIAL BS88 FUSE
ESD40 | ESD40 | 10.08 | K | 40AMP 415V AC INDUSTRIAL BS88 FUSE
ESD50 | ESD50 | 10.8 | K | 50AMP 415V AC INDUSTRIAL BS88 FUSE
ESD63 | ESD63 | 12.29 | K | 63AMP 415V AC INDUSTRIAL
EVG-2PHAS/4AFDD | Y7-193378 | 6.43 | H | 0
F1000 | Y7-175500 | 3.07 | A | LAMPHOLDER SHORT SKIRT
F1025 | Y7-175502 | 3.34 | A | BATTEN L HOLDER 2T SHORT SKIRT
F1091 | Y7-175508 | 6.07 | A1 | BATTEN LAMPHOLDER 3T&E HR LEAD
F1200 | Y7-175509 | 3.13 | A | CEILING ROSE 3 3 2 TERMINAL &
F1250 | Y7-175510 | 5.09 | A1 | 6 INCH PENDANT ASSEMBLY
F1260 | Y7-175512 | 6.77 | A | BC3 PENDANT SET FOR LOW E LAMP
F1261 | Y7-175513 | 8.43 | A | BC3 PENDANT SET FOR LOW E LAMP
F1263 | Y7-175515 | 8.25 | A | BC3 BATTEN FOR LOW E LAMPS
F1264 | Y7-175516 | 7.61 | A | BC3 ANGLED BATTENHOLDER FOR LO
F1267LED | Y7-192857 | 18.41 | A1 | BC3 15W TT LOW ENERGY CFL LAMP
F1340 | Y7-176060 | 23.04 | A1 | 50A DP CEILING PULL SWITCH
F1350 | Y7-175521 | 7.31 | A1 | 6 AMP 1 WAY CEILING SWITCH
F1350PC | Y7-175522 | 1.1 | A | PULL CORD AND ACORN FOR F1350
F1351 | Y7-175523 | 10.5 | A1 | 6 AMP 2 WAY CEILING SWITCH
F1450 | Y7-175525 | 10.05 | A1 | 6 INCH LAMP ACTIVATED PENDANT
F1451 | Y7-175526 | 10.51 | A | 9 INCH LAMP ACTIVATED PENDANT
F1491 | Y7-175527 | 11.16 | A1 | LAMP ACTIVATED BATTEN LAMPHOLD
F3368 | Y7-142300 | 10.99 | B | 13A 3PIN NON STANDARD PLUG
F3780 | Y7-175534 | 7.24 | B | SINGLE IEC CO AX (F) SCREENED
F3780B | Y7-175535 | 7.33 | B | Single IEC Co-Axial (F) Screened
F3781 | Y7-175536 | 7.33 | B | SINGLE IEC CO AX (M) SCREENED
F3782 | Y7-175538 | 7.33 | B | SINGLE SAT CO F CONN SCREENED
F3783 | Y7-175540 | 21.93 | B | TV RAD SAT RET MODULE SCREENED
F3783B | Y7-175541 | 22.27 | B | TV RAD SAT RET MODULE SCREENED
F3784 | Y7-175542 | 5.97 | B | TELEPHONE (BT SECONDARY)
F3784B | Y7-175543 | 6.06 | B | TELEPHONE (BT SECONDARY)
F3785 | Y7-175544 | 10.84 | B | TELEPHONE (BT MASTER)
F3786 | Y7-175546 | 6.98 | B | RJ11 MODEM
F3787 | Y7-175548 | 8.32 | B | RJ45 CAT 6
F3787B | Y7-175549 | 8.32 | B | RJ45 CAT 6
F3790 | Y7-175554 | 1.8 | B | 1G MODULE BLANK
F3790B | Y7-175555 | 1.8 | B | 1G MODULE BLANK
F4500 | Y7-175556 | 2 | A1 | 1G PATTRESS 16MM DEEP
F4501 | Y7-142301 | 2.07 | A1 | 1G PATTRESS 28MM DEEP
F4502 | Y7-142302 | 3.64 | A1 | 2G PATTRESS 28MM DEEP
F4510 | Y7-175557 | 3.26 | A | 2G 25MM CONVERSION PATTRESS
F4511 | Y7-175558 | 8.52 | A1 | 2G PATTRESS 40MM DEEP
F4530 | Y7-175559 | 10.28 | A1 | 2G PATTRESS 46MM DEEP FOR SHAV
F4570 | Y7-142304 | 3.6 | A1 | 1G PATTRESS 45MM DEEP
F5002 | Y7-175560 | 2.34 | A | LAMPHOLDER SKIRT HOME OFFICE
F5006 | Y7-175561 | 2.34 | A | LAMPHOLDER SKIRT SHORT
F5099 | Y7-175562 | 17.52 | B | 10 WAY CONNECTION BOX
F8342 | Y7-142316 | 12.58 | B1 | 6&8G GRID BOX
F8343 | Y7-175581 | 17.76 | B1 | 9&12G GRID BOX
F8344 | Y7-175582 | 35.82 | B | 18G GRID BOX
F8345 | Y7-175583 | 48.68 | B | 24G GRID BOX
F8351 | Y7-175584 | 13.67 | B | GRIDSWITCH BOX 6 & 8 GANG - NO
F8352 | Y7-175585 | 18.96 | B | 9&12G GRID BOX NO KNOCKOUTS
F8501 | Y7-175378 | 7.23 | B1 | 3 PIN LSC CEILING ASSEMBLY
F8502 | Y7-175379 | 5.01 | B | 3 PIN LSC CEILING OUTLET
F8534 | Y7-175380 | 1.32 | B | CEILING ROSE COVER WHITE
F8540 | Y7-175381 | 4.7 | B1 | 3 PIN LSC RE-WIREABLE PLUG
F8570 | Y7-175382 | 11.09 | B1 | 3 PIN ASSEMBLY 2MTRS 0.75MM
F8571 | Y7-175383 | 12.81 | B1 | 3 PIN ASSEMBLY 2MTRS 1.00MM
F8572 | Y7-175384 | 14.18 | B1 | 3 PIN ASSEMBLY 3MTRS 0.75MM
F8573 | Y7-175385 | 15.85 | B1 | 3 PIN ASSEMBLY 3MTRS 1.00MM
F8580 | Y7-175386 | 16.36 | B | 3 PIN ASSEMBLY 2MTRS 0.75MM
F8581 | Y7-175387 | 16.72 | B1 | 3 PIN ASSEMBLY 2MTRS 1.00MM
F8582 | Y7-175388 | 20.69 | B | 3 PIN ASSEMBLY 3MTRS 0.75MM
F8583 | Y7-175389 | 23.34 | B | 3 PIN ASSEMBLY 3MTRS 1.00MM
F8584 | Y7-175390 | 18.19 | B | 3 PIN ASSEMBLY 1MTRS 1.00MM
F8601 | Y7-175599 | 10.64 | B1 | 4 PIN LSC CEILING ASSEMBLY
F8602 | Y7-175600 | 6.51 | B | 4 PIN LSC CEILING OUTLET
F8603 | Y7-175601 | 13 | B | 4 PIN LSC CEILING ASSY RED CVR
F8635 | Y7-175602 | 2.07 | B | CEILING ROSE COVER RED
F8640 | Y7-175603 | 5.82 | B | 4 PIN LSC RE-WIREABLE PLUG
F8641 | Y7-175604 | 5.7 | B | 4 PIN LSC RE-WIREABLE PLUG WHI
F8670 | Y7-175605 | 16.04 | B1 | 4 PIN ASSY 2MTS 0.75 HR CABLE
F8671 | Y7-175606 | 18.41 | B1 | 4 PIN ASSEMBLY 2MTRS 1.00MM
F8672 | Y7-175607 | 21.36 | B1 | 4 PIN ASSEMBLY 3MTRS 1.00MM
F8681 | Y7-175608 | 20.57 | B1 | 4 PIN ASSEMBLY 2MTRS 1.00MM
F8682 | Y7-175609 | 27.44 | B1 | 4 PIN ASSEMBLY 3MTRS 1.00MM
F8684 | Y7-175610 | 22.39 | B | 4 PIN ASSEMBLY 1MTRS 1.00MM
F9000 | Y7-175611 | 4.14 | B1 | 10A 1 WAY
F9001 | Y7-175612 | 5.05 | B1 | 10A 2 WAY
F9001B | Y7-175613 | 5.16 | B | 10A 2 WAY - BLACK
F9004 | Y7-175615 | 8.5 | B | 10A 2 WAY PUSH TO MAKE
F9004B | Y7-175616 | 9.09 | B | 10A 2 WAY PUSH TO MAKE - BLACK
F9020 | Y7-175617 | 5.5 | B1 | 20A 1 WAY
F9020B | Y7-175618 | 5.05 | B | 20A 1 WAY - BLACK
F9021 | Y7-175620 | 7.21 | B1 | 20A 2 WAY
F9021B | Y7-175621 | 6.71 | B | 20A 2 WAY - BLACK
F9021RR | Y7-175622 | 7.22 | B | 20A 2 WAY
F9022 | Y7-175623 | 13.71 | B1 | 20A INTERMEDIATE SWITCH
F9022B | Y7-175624 | 12.21 | B | 20A INTERMEDIATE SWITCH - BLACK
F9023 | Y7-175625 | 7.69 | B1 | 20A DOUBLE POLE
F9023B | Y7-175626 | 7.53 | B | 20A DOUBLE POLE - BLACK
F9023BO | Y7-175638 | 7.79 | B1 | 20A DOUBLE POLE 'BOILER'
F9023CH | Y7-175647 | 7.79 | B1 | 20A DOUBLE POLE 'COOKER HOOD'
F9023DW | Y7-175648 | 7.79 | B1 | 20A DOUBLE POLE 'DISHWASHER'
F9023EF | Y7-175649 | 7.79 | B1 | 20A DOUBLE POLE 'EXTRACT FAN'
F9023FF | Y7-175650 | 7.79 | B1 | 20A DOUBLE POLE 'FRIDGE FREEZER'
F9023FG | Y7-175651 | 7.79 | B1 | 20A DOUBLE POLE 'FRIDGE'
F9023FZ | Y7-175652 | 7.79 | B1 | 20A DOUBLE POLE 'FREEZER'
F9023HB | Y7-175653 | 7.79 | B1 | 20A DOUBLE POLE 'HOB'
F9023HH | Y7-175654 | 8.23 | B1 | 20A DOUBLE POLE 'HOB HOOD'
F9023LI | Y7-175655 | 8.1 | B | 20A DOUBLE POLE 'LIGHT'
F9023MW | Y7-175656 | 7.79 | B1 | 20A DOUBLE POLE WITH 'WASHING MACHINE'
F9023OV | Y7-175657 | 7.79 | B1 | 20A DOUBLE POLE 'OVEN'
F9023PH | Y7-175658 | 8.1 | B | 20A DOUBLE POLE PLINTH 'HEATER'
F9023PL | Y7-175659 | 8.87 | B | 20A DOUBLE POLE 'PILOT LIGHT'
F9023RR | Y7-175660 | 8.11 | B | 20A DOUBLE POLE 'RED ROCKER'
F9023TD | Y7-175661 | 7.79 | B1 | 20A DOUBLE POLE 'TUMBLE DRYER'
F9023TR | Y7-175662 | 8.23 | B | 20A DOUBLE POLE 'TOWEL RAIL'
F9023WDR | Y7-175663 | 8.23 | B | 20A DOUBLE POLE WITH 'WASHER DRYER'
F9023WH | Y7-175664 | 8.23 | B | 20A DOUBLE POLE 'WATER HEATER'
F9023WM | Y7-175665 | 7.79 | B1 | 20A DOUBLE POLE WITH 'WASHING MACHINE'
F9024 | Y7-175666 | 8.15 | B | 20A 2WAY CENTRE OFF
F9024B | Y7-175667 | 8.74 | B | 20A 2WAY CENTRE OFF - BLACK
F9024RR | Y7-175668 | 8.81 | B | 20A 2WAY CENTRE OFF
F9025 | Y7-175669 | 9.83 | B1 | 20A DOUBLE POLE WITH INDICATOR
F9025B | Y7-175670 | 10.22 | B | 20A DOUBLE POLE WITH INDICATOR - BLACK
F9025BO | Y7-175671 | 10.74 | B | 20A DOUBLE POLE 'BOILER'
F9025CH | Y7-175672 | 10.74 | B | 20A DOUBLE POLE 'CENTRAL HEATING'
F9025DW | Y7-175673 | 10.74 | B | 20A DOUBLE POLE 'DISHWASHER'
F9025EF | Y7-175674 | 10.74 | B | 20A DOUBLE POLE 'EXTRACT FAN'
F9025FF | Y7-175675 | 10.74 | B | 20A DOUBLE POLE 'FRIDGE FREEZER'
F9025FG | Y7-175676 | 10.74 | B | 20A DOUBLE POLE 'FRIDGE'
F9025HB | Y7-175677 | 10.74 | B | 20A DOUBLE POLE 'HOB'
F9025HE | Y7-175678 | 10.74 | B | 20A DOUBLE POLE 'HEATER'
F9025MW | Y7-175679 | 10.74 | B | 20A DOUBLE POLE 'MICROWAVE OVEN'
F9025PH | Y7-175680 | 10.74 | B | 20A DOUBLE POLE 'PLINTH HEATER'
F9025TD | Y7-175681 | 10.74 | B | 20A DOUBLE POLE 'TUMBLE DRYER'
F9025WDR | Y7-175682 | 10.74 | B | 20A DOUBLE POLE 'WASHER DRYER'
F9025WH | Y7-175683 | 10.74 | B | 20A DOUBLE POLE 'WATER HEATER'
F9025WM | Y7-175684 | 10.74 | B | 20A DOUBLE POLE 'WACHINE MACHINE'
F9026 | Y7-175685 | 13.17 | B1 | 20A KEY SWITCH 2 WAY
F9026B | Y7-175686 | 12.02 | B | 20A KEY SWITCH 2 WAY - BLACK
F9026BEL | Y7-175687 | 15.3 | B | 20A KEY SWITCH 2 WAY PRINTED WITH 'EMG LGT TEST CHARGE' - BLACK
F9026EL | Y7-175688 | 16.47 | B1 | 20A KEY SWITCH 2 WAY PRINTED WITH 'EMG LGT TEST CHARGE'
F9027 | Y7-175689 | 12.94 | B1 | 20A KEY SWITCH DOUBLE POLE
F9027B | Y7-175690 | 11.76 | B | 20A KEY SWITCH DOUBLE POLE - BLACK
F9027BEL | Y7-175691 | 14.51 | B | 20A KEY SWITCH DOUBLE POLE PRINTED WITH 'EMG LGT TEST CHARGE' - BLACK
F9027EL | Y7-175692 | 14.25 | B1 | 20A KEY SWITCH DOUBLE POLE PRINTED WITH 'EMG LGT TEST CHARGE'
F9027N | Y7-175693 | 13.44 | B | 20A KEY SWITCH DOUBLE POLE WITH INDICATOR
F9027NB | Y7-175694 | 14.11 | B | 20A KEY SWITCH DOUBLE POLE WITH INDICATOR - BLACK
F9027RR | Y7-175695 | 12.57 | B | 20A KEY SWITCH DOUBLE POLE
F9028 | Y7-175696 | 13.28 | B | 20A KEY SWITCH 2 WAY CENRE OFF BIAS
F9028B | Y7-175697 | 14.19 | B | 20A KEY SWITCH 2 WAY CENRE OFF BIAS - BLACK
F9029 | Y7-175698 | 10.55 | B | 20A DOUBLE POLE PUSH TO BREAK
F9029RR | Y7-175699 | 11.34 | B | 20A DOUBLE POLE PUSH TO BREAK
F9030 | Y7-175700 | 10.55 | B | 20A DOUBLE POLE PUSH TO MAKE
F9030B | Y7-175701 | 11.27 | B | 20A DOUBLE POLE PUSH TO MAKE - BLACK
F9030RR | Y7-175702 | 11.34 | B | 20A DOUBLE POLE PUSH TO MAKE
F9031 | Y7-175703 | 15.79 | B | 20A KEY SWITCH INTERMEDIATE
F9031B | Y7-175704 | 16.86 | B | 20A KEY SWITCH INTERMEDIATE - BLACK
F9032 | Y7-175705 | 8.51 | B | 16A 1 WAY TWIN SWITCH MODULE
F9033 | Y7-175706 | 19.05 | B1 | 20A 2WAY CENTRE OFF BIAS
F9033B | Y7-175707 | 18.99 | B | 20A 2WAY CENTRE OFF BIAS - BLACK
F9033RR | Y7-175708 | 20.23 | B | 20A 2WAY CENTRE OFF BIAS
F9060 | Y7-175709 | 2.11 | B1 | BLANK
F9060B | Y7-175710 | 2.41 | B | BLANK - BLACK
F9061 | Y7-175711 | 14.3 | B1 | RED NEON 230V
F9061/24V | Y7-175712 | 14.02 | B | RED NEON 24V
F9061B | Y7-175713 | 13.28 | B | RED NEON 230V - BLACK
F9062 | Y7-175714 | 12.85 | B | AMBER NEON 230V
F9062/24V | Y7-175715 | 14.02 | B | AMBER NEON 24V
F9063 | Y7-175716 | 12.85 | B | GREEN NEON 230V
F9063/24V | Y7-175717 | 14.02 | B | GREEN NEON 24V
F9064 | Y7-175718 | 59.08 | B | 250W DIMMER UNIVERSAL
F9064B | Y7-175719 | 63.11 | B | 250W DIMMER UNIVERSAL - BLACK
F9065 | Y7-175720 | 66.25 | B | 400W DIMMER UNIVERSAL
F9065B | Y7-175721 | 70.75 | B | 400W DIMMER UNIVERSAL - BLACK
F9066 | Y7-175722 | 79.58 | B | 500W DIMMER
F9066B | Y7-175723 | 84.98 | B | 500W DIMMER
F9072 | Y7-175724 | 9.83 | B1 | 13A FUSE MODULE
F9072B | Y7-175725 | 12.98 | B | 13A FUSE MODULE - BLACK
F9072RR | Y7-175726 | 14.03 | B | 13A FUSE MODULE
F9073 | Y7-175727 | 8.89 | B | CABLE OUTLET
F9073B | Y7-175728 | 9.5 | B | CABLE OUTLET - BLACK
F9076 | Y7-175729 | 26.77 | B | BUZZER
F9078 | Y7-175732 | 92.88 | B | 1-10V DIMMER
F9078B | Y7-175733 | 99.22 | B | 1-10V DIMMER - BLACK
F9099 | Y7-175736 | 1.59 | B | Replacement key for PREMERA MIX
F9201 | Y7-175737 | 6.53 | B | 10A 2 WAY BROAD ROCKER
F9201B | Y7-175738 | 6.84 | B | 10A 2 WAY BROAD ROCKER - BLACK
F9204 | Y7-175739 | 9.96 | B | 10A 2 WAY BROAD ROCKER PUSH TO MAKE
F9204B | Y7-175740 | 10.46 | B | 10A 2 WAY BROAD ROCKER PUSH TO MAKE - BLACK
F9221 | Y7-175741 | 7.8 | B | 20A 2 WAY BROAD
F9222 | Y7-175743 | 13.57 | B | 20A INTERMEDIATE BROAD ROCKER SWITCH
F9223 | Y7-175745 | 8.5 | B | 20A DOUBLE POLE BROAD ROCKER
F9224 | Y7-175747 | 9.64 | B | 20A 2WAY CENTRE OFF BROAD ROCKER
F9225 | Y7-175749 | 10.29 | B | 20A DOUBLE POLE BROAD ROCKER INDICATOR
F9233 | Y7-175751 | 18.77 | B | 20A 2WAY CENTRE OFF BIAS BROAD ROCKER
F9306 | Y7-175753 | 11.98 | B | 6A 3 PIN SHUTTERED SOCKET
F9306B | Y7-176061 | 12.56 | B | 6A 3 PIN SHUTTERED SOCKET - BLACK
F9313 | Y7-175754 | 11.98 | B | 13A 3 PIN SOCKET MODULE
F9313B | Y7-175755 | 12.56 | B | 13A 3 PIN SOCKET MODULE - BLACK
F9314 | Y7-175756 | 11.98 | B | 13A 3 PIN NON STANDARD SOCKET
F9314B | Y7-175757 | 12.56 | B | 13A 3 PIN NON STANDARD SOCKET - BLACK
F9315 | Y7-175758 | 11.98 | B | 15A 3 PIN SHUTTERED SOCKET
F9315B | Y7-175759 | 12.56 | B | 15A 3 PIN SHUTTERED SOCKET - BLACK
F9317 | Y7-175760 | 11.98 | B | 16A SCHUKO SOCKET
F9317B | Y7-175761 | 12.56 | B | 16A SCHUKO SOCKET - BLACK
F9318 | Y7-175762 | 11.98 | B | 15A 3 PIN 127V SASO SOCKET
F9318B | Y7-175763 | 12.56 | B | 15A 3 PIN 127V SASO SOCKET - BLACK
F9400 | Y7-167671 | 6.35 | B | XCOMFORT MODULE SURFACE MOUNTING PLATE
F9401 | Y7-167672 | 65.01 | B | XCOMFORT 1G SWITCH MODULE
F9402 | Y7-167673 | 76.91 | B | XCOMFORT 2G SWITCH MODULE
F9404 | Y7-167674 | 88.82 | B | XCOMFORT 4G SWITCH MODULE
FF450 | FF450 | 112.05 | K | 450AMP 690V AC/400V DC INDUST. FUSE
FF500 | FF500 | 113.73 | K | 500AMP 690V AC / 400V DC
FF560 | FF560 | 118.5 | K | 560AMP 690V AC/400V DC INDUSTRIAL FUSE
FF630 | FF630 | 131.44 | K | 630AMP 690V AC / 400V DC
FG450 | FG450 | 228.9 | K | 450AMP 550V AC/400V DC BS88 FUSE
FG500 | FG500 | 240.59 | K | 500AMP 550V AC/400V DC BS88 FUSE
FG630 | FG630 | 255.38 | K | 630AMP 415V AC/400V DC BS88 FUSE
FL331 | Y7-175765 | 17.25 | B | 3 PIN LSC PLUG 3MTRS 1.00MM
FL351 | Y7-175767 | 22.52 | B | 3 PIN LSC PLUG 5MTRS 1.00MM
FL431 | Y7-175769 | 21.5 | B | 4 PIN LSC PLUG 3MTRS 1.00MM
FL451 | Y7-175771 | 25.83 | B | 4 PIN LSC PLUG 5MTRS 1.00MM
FM8340 | Y7-142317 | 3.87 | B1 | 1&2G GRID BOX SURFACE SM
FM8341 | Y7-142318 | 6.75 | B1 | 3&4G GRID BOX SURFACE SM
FM8349 | Y7-175772 | 4.32 | B | 1&2G GRID BOX NO KNOCKOUTS SUR
FM8350 | Y7-175773 | 6.33 | B | 3&4G GRID BOX NO KNOCKOUTS SUR
FP320 | Y7-175774 | 8.15 | B | 3 PIN LSC PLUG 2MTRS 0.75MM
FP330 | Y7-175776 | 9.83 | B | 3 PIN LSC PLUG 3MTRS 0.75MM
FP331 | Y7-175777 | 13.34 | B | 3 PIN LSC PLUG 3MTRS 1.00MM
FP340 | Y7-175778 | 11.69 | B | 3 PIN LSC PLUG 4MTRS 0.75MM
FP341 | Y7-175779 | 15.01 | B | 3 PIN LSC PLUG 4MTRS 1.00MM
FP351 | Y7-175780 | 16.7 | B | 3 PIN LSC PLUG 5MTRS 1.00MM
FP431 | Y7-175782 | 17.25 | B | 4 PIN LSC PLUG 3MTS 1.00MM
FP451 | Y7-175784 | 21.5 | B | 4 PIN LSC PLUG 5MTS 1.00MM
GEE3016FFG | Y7-176429 | 367.71 | H | 16A 3P 25KA E-MCCB BC
GEE3020FFG | Y7-176430 | 367.71 | H | 20A 3P 25KA E-MCCB BC
GEE3032FFG | Y7-176431 | 367.71 | H | 32A 3P 25KA E-MCCB BC
GEE3040FFG | Y7-176432 | 367.71 | H | 40A 3P 25KA E-MCCB BC
GEE3050FFG | Y7-176433 | 367.71 | H | 50A 3P 25KA E-MCCB BC
GEE3063FFG | Y7-176374 | 380.12 | H | 63A 3P 25KA E-MCCB BC
GEE3125FFG | Y7-176375 | 491.7 | H | 125A 3P 25KA E-MCCB BC
GEK3125KSG | Y7-176678 | 362.2 | H | 125A 3P CBS E-MCCB BC
GES1016FFG | Y7-176681 | 170.09 | H | 16A 1P 35KA S-MCCB
GES1020FFG | Y7-176682 | 170.09 | H | 20A 1P 35KA S-MCCB
GES1032FFG | Y7-176683 | 170.09 | H | 32A 1P 35KA S-MCCB
GES1040FFG | Y7-176684 | 154.6 | H | 40A 1P 35KA S-MCCB
GES1050FFG | Y7-176685 | 170.09 | H | 50A 1P 35KA S-MCCB
GES1063FFG | Y7-176686 | 186 | H | 63A 1P 35KA S-MCCB
GES1080FFG | Y7-176687 | 186 | H | 80A 1P 35KA S-MCCB
GES1100FFG | Y7-176688 | 186 | H | 100A 1P 35KA S-MCCB
GES1125FFG | Y7-176768 | 186 | H | 125A 1P 35KA S-MCCB
GES3160AFG | Y7-176689 | 581.19 | H | 160A 3P 40KA AT E-MCCB BC
GF710 | GF710 | 305.64 | K | 710AMP 550V AC 250V DC INDUSTRIAL FUSE
GF800 | GF800 | 335.89 | K | 800AMP 550V AC / 250V DC BS88 FUSE
GG710 | GG710 | 359.61 | K | 710AMP 550V AC / 250V DC
GG800 | GG800 | 384.76 | K | 800AMP 415V AC / 250V DC BS88 FUSE
GH1000 | GH1000 | 990.17 | K | 1000AMP 550V AC INDUSTRIAL BS88 FUSE
GH1250 | GH1250 | 990.17 | K | 1250AMP 550V AC INDUSTRIAL FUSE
GJS3125AAG | Y7-178044 | 538.48 | H | 125A 3P 40KA AA J-MCCB BC
GLK3400KSM | Y7-176718 | 1369.89 | H | 400A 3P CBS L-MCCB MN
GLK3630KSM | Y7-176719 | 2193.28 | H | 630A 3P CBS L-MCCB MN
GLS3250AAM | Y7-176722 | 1385.37 | H | 250A 3P 50KA AA L-MCCB MN
GLS3320AAM | Y7-176723 | 1385.37 | H | 320A 3P 50KA AA L-MCCB MN
GLS3400AAM | Y7-176724 | 1385.37 | H | 400A 3P 50KA AA L-MCCB MN
GLS3630AAM | Y7-176726 | 2164.91 | H | 630A 3P 50KA AA L-MCCB MN
LDU10 | Y7-175785 | 192.66 | B1 | 10G LSC OUTLET UNIT 4 PIN
LDU12 | Y7-175786 | 220.12 | B1 | 12G LSC OUTLET UNIT 4 PIN
LDU6 | Y7-175787 | 148.05 | B1 | 6G LSC OUTLET UNIT 4 PIN
LDU8 | Y7-175788 | 175.48 | B1 | 8G LSC OUTLET UNIT 4 PIN
M21MSSU | Y7-176731 | 45.44 | H | 1-WAY START CONTROL
M21MSU | Y7-176732 | 48.51 | H | 1-WAY STOP CONTROL
M21MSU2K | Y7-176733 | 101.68 | H | KEY SELECTOR TWO POS N /O
M21MSU2SK | Y7-176542 | 101.8 | H | K-SELECTOR 2 POS SPRING RET
M21MSULK | Y7-176543 | 106.07 | H | MUSH.HD.LATCH STOP K-RELEASE
M21MSUML | Y7-176544 | 70.12 | H | 1-WAY LATCHED STOP
M22MSU | Y7-176545 | 58.94 | H | 2-WAY START-STOP
M22MSUL | Y7-176546 | 74.68 | H | 2-WAY START-LATCH
M23MSUL | Y7-176547 | 111.22 | H | 3-WAY FOR-REV-LATCH
MBH101 | Y7-176548 | 38.62 | H | MSHD 2 1A 10KA TYPE B SP MCB
MBH101N | Y7-176549 | 110.24 | H | MSHD 2 1A 10KA TYPE B SPSN MCB
MBH102 | Y7-176550 | 36.86 | H | MSHD 2 2A 10KA TYPE B SP MCB
MBH102N | Y7-176551 | 105.25 | H | MSHD 2 2A 10KA TYPE B SPSN MCB
MBH104 | Y7-176552 | 34.84 | H | MSHD 2 4A 10KA TYPE B SP MCB
MBH104N | Y7-176553 | 99.41 | H | MSHD 2 4A 10KA TYPE B SPSN MCB
MBH106 | Y7-176626 | 31.95 | H | MSHD 2 6A 10KA TYPE B SP MCB
MBH106N | Y7-176627 | 91.26 | H | MSHD 2 6A 10KA TYPE B SPSN MCB
MBH108 | Y7-176628 | 30.5 | H | MSHD 2 8A 10KA TYPE B SP MCB
MBH108N | Y7-176629 | 86.84 | H | MSHD 2 8A 10KA TYPE B SPSN MCB
MBH110 | Y7-176630 | 30.5 | H | MSHD 2 10A 10KA TYPE B SP MCB
MBH110N | Y7-176631 | 86.84 | H | MSHD2 10A 10KA TYPE B SPSN MCB
MBH113 | Y7-176632 | 30.5 | H | MSHD 2 13A 10KA TYPE B SP MCB
MBH116 | Y7-176633 | 30.5 | H | MSHD 2 16A 10KA TYPE B SP MCB
MBH116N | Y7-176634 | 86.84 | H | MSHD2 16A 10KA TYPE B SPSN MCB
MBH120 | Y7-176635 | 30.5 | H | MSHD 2 20A 10KA TYPE B SP MCB
MBH125 | Y7-176636 | 30.5 | H | MSHD 2 25A 10KA TYPE B SP MCB
MBH125N | Y7-176637 | 86.84 | H | MSHD2 25A 10KA TYPE B SPSN MCB
MBH132 | Y7-176638 | 30.5 | H | MSHD 2 32A 10KA TYPE B SP MCB
MBH132N | Y7-176639 | 86.84 | H | MSHD2 32A 10KA TYPE B SPSN MCB
MBH140 | Y7-176640 | 33.23 | H | MSHD 2 40A 10KA TYPE B SP MCB
MBH140N | Y7-176641 | 94.79 | H | MSHD2 40A 10KA TYPE B SPSN MCB
MBH150 | Y7-176642 | 33.23 | H | MSHD 2 50A 10KA TYPE B SP MCB
MBH150N | Y7-176643 | 94.79 | H | MSHD2 50A 10KA TYPE B SPSN MCB
MBH163 | Y7-176644 | 36.38 | H | MSHD 2 63A 10KA TYPE B SP MCB
MBH163N | Y7-176645 | 101.2 | H | MSHD2 63A 10KA TYPE B SPSN MCB
MBH201 | Y7-176646 | 110.24 | H | MSHD 2 1A 10KA TYPE B DP MCB
MBH202 | Y7-176647 | 105.25 | H | MSHD 2 2A 10KA TYPE B DP MCB
MBH204 | Y7-176648 | 99.41 | H | MSHD 2 4A 10KA TYPE B DP MCB
MBH206 | Y7-176649 | 91.26 | H | MSHD 2 6A 10KA TYPE B DP MCB
MBH210 | Y7-176650 | 86.84 | H | MSHD 2 10A 10KA TYPE B DP MCB
MBH216 | Y7-176651 | 86.84 | H | MSHD 2 16A 10KA TYPE B DP MCB
MBH220 | Y7-176652 | 86.84 | H | MSHD 2 20A 10KA TYPE B DP MCB
MBH225 | Y7-176653 | 86.84 | H | MSHD 2 25A 10KA TYPE B DP MCB
MBH232 | Y7-176654 | 86.84 | H | MSHD 2 32A 10KA TYPE B DP MCB
MBH240 | Y7-176655 | 94.79 | H | MSHD 2 40A 10KA TYPE B DP MCB
MBH250 | Y7-176656 | 94.79 | H | MSHD 2 50A 10KA TYPE B DP MCB
MBH263 | Y7-176657 | 102.77 | H | MSHD 2 63A 10KA TYPE B DP MCB
MBH301 | Y7-176658 | 163.43 | H | MSHD 2 1A 10KA TYPE B TP MCB
MBH302 | Y7-176659 | 155.98 | H | MSHD 2 2A 10KA TYPE B TP MCB
MBH304 | Y7-176660 | 147.25 | H | MSHD 2 4A 10KA TYPE B TP MCB
MBH306 | Y7-176661 | 135.12 | H | MSHD 2 6A 10KA TYPE B TP MCB
MBH310 | Y7-176662 | 129.5 | H | MSHD 2 10A 10KA TYPE B TP MCB
MBH316 | Y7-176663 | 129.5 | H | MSHD 2 16A 10KA TYPE B TP MCB
MBH320 | Y7-176664 | 129.5 | H | MSHD 2 20A 10KA TYPE B TP MCB
MBH325 | Y7-176665 | 129.5 | H | MSHD 2 25A 10KA TYPE B TP MCB
MBH332 | Y7-176666 | 129.5 | H | MSHD 2 32A 10KA TYPE B TP MCB
MBH340 | Y7-176667 | 140.46 | H | MSHD 2 40A 10KA TYPE B TP MCB
MBH350 | Y7-176668 | 140.46 | H | MSHD 2 50A 10KA TYPE B TP MCB
MBH363 | Y7-176669 | 155.98 | H | MSHD2 63A 10KA TYPE B TP MCB
MBH401 | Y7-176670 | 257.25 | H | MSHD2 1A 10KA TYPE B 4P MCB
MBH402 | Y7-176671 | 245.48 | H | MSHD2 2A 10KA TYPE B 4P MCB
MBH404 | Y7-176672 | 231.85 | H | MSHD2 4A 10KA TYPE B 4P MCB
MBH450 | Y7-176673 | 221.11 | H | MSHD2 50A 10KA TYPE B 4P MCB
MBH463 | Y7-176554 | 245.48 | H | MSHD2 63A 10KA TYPE B 4P MCB
MCH101 | Y7-176556 | 38.62 | H | MSHD 2 1A 10KA TYPE C SP MCB
MCH102 | Y7-176557 | 36.86 | H | MSHD2 2A 10KA TYPE C SP MCB
MCH102N | Y7-176558 | 105.25 | H | MSHD 2 2A 10KA TYPE C SPSN MCB
MCH104 | Y7-176559 | 34.84 | H | MSHD2 4A 10KA TYPE C SP MCB
MCH104N | Y7-176560 | 99.41 | H | MSHD 2 4A 10KA TYPE C SPSN MCB
MCH106 | Y7-176561 | 31.95 | H | MSHD2 6A 10KA TYPE C SP MCB
MCH106N | Y7-176562 | 91.26 | H | MSHD 2 6A 10KA TYPE C SPSN MCB
MCH108 | Y7-176563 | 30.5 | H | MSHD 2 8A 10KA TYPE C SP MCB
MCH110 | Y7-176564 | 30.5 | H | MSHD 2 10A 10KA TYPE C SP MCB
MCH110N | Y7-176565 | 86.84 | H | MSHD2 10A 10KA TYPE C SPSN MCB
MCH113 | Y7-176578 | 30.5 | H | MSHD 2 13A 10KA TYPE C SP MCB
MCH116 | Y7-176579 | 30.5 | H | MSHD2 16A 10KA TYPE C SP MCB
MCH116N | Y7-176580 | 86.84 | H | MSHD2 16A 10KA TYPE C SPSN MCB
MCH120 | Y7-176581 | 30.5 | H | MSHD2 20A 10KA TYPE C SP MCB
MCH120N | Y7-176582 | 86.84 | H | MSHD2 20A 10KA TYPE C SPSN MCB
MCH125 | Y7-176583 | 30.5 | H | MSHD2 25A 10KA TYPE C SP MCB
MCH125N | Y7-176584 | 86.84 | H | MSHD2 25A 10KA TYPE C SPSN MCB
MCH132 | Y7-176585 | 30.5 | H | MSHD 2 32A 10KA TYPE C SP MCB
MCH132N | Y7-176586 | 86.84 | H | MSHD2 32A 10KA TYPE C SPSN MCB
MCH140 | Y7-176587 | 33.23 | H | MSHD2 40A 10KA TYPE C SP MCB
MCH140N | Y7-176588 | 94.79 | H | MSHD2 40A 10KA TYPE C SPSN MCB
MCH150 | Y7-176589 | 33.23 | H | MSHD2 50A 10KA TYPE C SP MCB
MCH150N | Y7-176590 | 94.79 | H | MSHD2 50A 10KA TYPE C SPSN MCB
MCH163 | Y7-176591 | 36.38 | H | MSHD 2 63A 10KA TYPE C SP MCB
MCH163N | Y7-176592 | 102.77 | H | MSHD2 63A 10KA TYPE C SPSN MCB
MCH201 | Y7-176593 | 110.24 | H | MSHD2 1A 10KA TYPE C DP MCB
MCH202 | Y7-176594 | 105.25 | H | MSHD 2 2A 10KA TYPE C DP MCB
MCH204 | Y7-176595 | 99.41 | H | MSHD 2 4A 10KA TYPE C DP MCB
MCH206 | Y7-176596 | 91.26 | H | MSHD 2 6A 10KA TYPE C DP MCB
MCH210 | Y7-176597 | 86.84 | H | MSHD 2 10A 10KA TYPE C DP MCB
MCH213 | Y7-176598 | 86.84 | H | MSHD 2 13A 10KA TYPE C DP MCB
MCH216 | Y7-176599 | 86.84 | H | MSHD 2 16A 10KA TYPE C DP MCB
MCH220 | Y7-176600 | 86.84 | H | MSHD 2 20A 10KA TYPE C DP MCB
MCH225 | Y7-176601 | 86.84 | H | MSHD 2 25A 10KA TYPE C DP MCB
MCH232 | Y7-176602 | 86.84 | H | MSHD 2 32A 10KA TYPE C DP MCB
MCH240 | Y7-176603 | 94.79 | H | MSHD 2 40A 10KA TYPE C DP MCB
MCH250 | Y7-176604 | 94.79 | H | MSHD 2 50A 10KA TYPE C DP MCB
MCH263 | Y7-176605 | 102.77 | H | MSHD 2 63A 10KA TYPE C DP MCB
MCH301 | Y7-176606 | 163.43 | H | MSHD 2 1A 10KA TYPE C TP MCB
MCH302 | Y7-176607 | 155.98 | H | MSHD 2 2A 10KA TYPE C TP MCB
MCH304 | Y7-176608 | 147.25 | H | MSHD 2 4A 10KA TYPE C TP MCB
MCH306 | Y7-176609 | 135.12 | H | MSHD 2 6A 10KA TYPE C TP MCB
MCH310 | Y7-176610 | 129.5 | H | MSHD 2 10A 10KA TYPE C TP MCB
MCH316 | Y7-176611 | 129.5 | H | MSHD 2 16A 10KA TYPE C TP MCB
MCH320 | Y7-176612 | 129.5 | H | MSHD 2 20A 10KA TYPE C TP MCB
MCH325 | Y7-176613 | 129.5 | H | M9HD 2 25A 10KA TYPE C TP MCB
MCH332 | Y7-176614 | 129.5 | H | MSHD 2 32A 10KA TYPE C TP MCB
MCH340 | Y7-176615 | 140.71 | H | MSHD 2 40A 10KA TYPE C TP MCB
MCH350 | Y7-176616 | 140.71 | H | MSHD 2 50A 10KA TYPE C TP MCB
MCH363 | Y7-176617 | 155.98 | H | MSHD 2 63A 10KA TYPE C TP MCB
MCH402 | Y7-176618 | 245.48 | H | MSHD2 2A 10KA TYPE C 4P MCB
MCH404 | Y7-176619 | 231.85 | H | MSHD2 4A 10KA TYPE C 4P MCB
MCH406 | Y7-176620 | 212.71 | H | MSHD2 6A 10KA TYPE C 4P MCB
MCH416 | Y7-176621 | 200.3 | H | MSHD2 16A 10KA TYPE C 4P MCB
MCH420 | Y7-176622 | 200.3 | H | MSHD2 20A 10KA TYPE C 4P MCB
MCH425 | Y7-176623 | 200.3 | H | MSHD2 25A 10KA TYPE C 4P MCB
MCH432 | Y7-176624 | 200.3 | H | MSHD2 32A 10KA TYPE C 4P MCB
MCH450 | Y7-176625 | 221.11 | H | MSHD2 50A 10KA TYPE C 4P MCB
MCH463 | Y7-176566 | 245.48 | H | MSHD2 63A 10KA TYPE C 4P MCB
MDH101 | Y7-176568 | 38.62 | H | MSHD 2 1A 10KA TYPE D SP MCB
MDH102 | Y7-176569 | 36.86 | H | MSHD 2 2A 10KA TYPE D SP MCB
MDH104 | Y7-176570 | 34.84 | H | MSHD 2 4A 10KA TYPE D SP MCB
MDH104N | Y7-176571 | 99.41 | H | MSHD2 4A 10KA TYPE D SPSN MCB
MDH106 | Y7-176572 | 31.95 | H | MSHD 2 6A 10KA TYPE D SP MCB
MDH106N | Y7-176573 | 90.98 | H | MSHD2 6A 10KA TYPE D SPSN MCB
MDH110 | Y7-176574 | 30.5 | H | MSHD 2 10A 10KA TYPE D SP MCB
MDH110N | Y7-176575 | 86.84 | H | MSHD2 10A 10KA TYPE D SPSN MCB
MDH113 | Y7-176576 | 30.5 | H | MSHD 2 13A 10KA TYPE D SP MCB
MDH116 | Y7-176577 | 30.5 | H | MSHD 2 16A 10KA TYPE D SP MCB
MDH116N | Y7-176819 | 86.84 | H | MSHD2 16A 10KA TYPE D SPSN MCB
MDH120 | Y7-176820 | 30.5 | H | MSHD 2 20A 10KA TYPE D SP MCB
MDH125 | Y7-176821 | 30.5 | H | MSHD 2 25A 10KA TYPE D SP MCB
MDH125N | Y7-176822 | 86.84 | H | MSHD2 25A 10KA TYPE D SPSN MCB
MDH132 | Y7-176823 | 30.5 | H | MSHD 2 32A 10KA TYPE D SP MCB
MDH132N | Y7-176824 | 86.84 | H | MSHD2 32A 10KA TYPE D SPSN MCB
MDH201 | Y7-176825 | 110.24 | H | MSHD 2 1A 10KA TYPE D DP MCB
MDH202 | Y7-176826 | 105.25 | H | MSHD 2 2A 10KA TYPE D DP MCB
MDH204 | Y7-176827 | 99.41 | H | MSHD 2 4A 10KA TYPE D DP MCB
MDH206 | Y7-176828 | 91.26 | H | MSHD 2 6A 10KA TYPE D DP MCB
MDH208 | Y7-176829 | 86.84 | H | MSHD 2 8A 10KA TYPE D DP MCB
MDH210 | Y7-176830 | 86.84 | H | MSHD 2 10A 10KA TYPE D DP MCB
MDH213 | Y7-176831 | 86.84 | H | MSHD 2 13A 10KA TYPE D DP MCB
MDH216 | Y7-176832 | 86.84 | H | MSHD 2 16A 10KA TYPE D DP MCB
MDH220 | Y7-176833 | 86.84 | H | MSHD 2 20A 10KA TYPE D DP MCB
MDH225 | Y7-176834 | 86.84 | H | MSHD 2 25A 10KA TYPE D DP MCB
MDH232 | Y7-176835 | 86.84 | H | MSHD 2 32A 10KA TYPE D DP MCB
MDH301 | Y7-176836 | 163.43 | H | MSHD 2 1A 10KA TYPE D TP MCB
MDH302 | Y7-176837 | 155.98 | H | MSHD 2 2A 10KA TYPE D TP MCB
MDH304 | Y7-176838 | 147.25 | H | MSHD 2 4A 10KA TYPE D TP MCB
MDH306 | Y7-176839 | 135.12 | H | MSHD 2 6A 10KA TYPE D TP MCB
MDH310 | Y7-176840 | 129.5 | H | MSHD 2 10A 10KA TYPE D TP MCB
MDH316 | Y7-176841 | 129.5 | H | MSHD 2 16A 10KA TYPE D TP MCB
MDH320 | Y7-176842 | 129.5 | H | MSHD 2 20A 10KA TYPE D TP MCB
MDH325 | Y7-176843 | 129.5 | H | MSHD 2 25A 10KA TYPE D TP MCB
MDH332 | Y7-176844 | 129.5 | H | MSHD 2 32A 10KA TYPE D TP MCB
MDH416 | Y7-176845 | 200.3 | H | MSHD2 16A 10KA TYPE D 4P MCB
MDH432 | Y7-176846 | 200.3 | H | MSHD2 32A 10KA TYPE D 4P MCB
MEBAN2EBD | Y7-176857 | 53.89 | G
MEBAN4EBF | Y7-176858 | 107.76 | G
MR100 | Y7-176859 | 178.62 | H | MSH2 100MA FIELD FIT RCD POD
MR30 | Y7-176860 | 165.37 | H | MSH2 30MA FIELD FIT RCD POD
N2-250-KCO | Y7-166435 | 464.7 | HH | N2 3POLE 250A ISOLATOR INCOMER
N2-4-250-KCO | Y7-166436 | 834.71 | HH | N2 4POLE 250A ISOLATOR INCOMER
N3-400 | Y7-266019 | 717.46 | HH | Memshield 3 Panelboard Incoming Isolator N3 3-pole 400A
N3-4-400 | Y7-266023 | 1288.74 | HH | Memshield 3 Panelboard Incoming Isolator N3 4-pole 400A
NEBAN2D | Y7-176876 | 58.15 | G
NIAN2EBD | Y7-176877 | 53.89 | G
NITD10 | NITD10 | 4.1 | K | 10AMP 550V AC BS88 FUSE
NITD16 | NITD16 | 4.31 | K | 16AMP 550V AC BS88 FUSE
NITD2 | NITD2 | 4.1 | K | 2AMP 550V a.c. gG BS88 FUSE
NITD20 | NITD20 | 5.38 | K | 20AMP 550V AC BS88 FUSE
NITD20M25 | NITD20M25 | 6.68 | K | 20M25 415V a.c. gM BS88 FUSE
NITD20M32 | NITD20M32 | 6.68 | K | 20M32 415V a.c. gM BS88 FUSE
NITD25 | NITD25 | 5.83 | K | 25AMP 550V AC BS88 FUSE
NITD32 | NITD32 | 5.83 | K | 32AMP 550V AC BS88 FUSE
NITD32M40 | NITD32M40 | 11.13 | K | 32M40 415V a.c. gM BS88 FUSE
NITD32M50 | NITD32M50 | 15.8 | K | 32M50 415V a.c. gM BS88 FUSE
NITD32M63 | NITD32M63 | 16.74 | K | 32M63 415V AC BS88 FUSE
NITD4 | NITD4 | 4.1 | K | 4AMP 550V AC BS88 FUSE
NITD6 | NITD6 | 4.1 | K | 6AMP 550V a.c. gG BS88 FUSE
NLW-4-630 | Y7-176878 | 2036.64 | HH | Memshield 3 Panelboard Incoming Moulded Case Switch NLW 4-pole 630A
NLW-4-800 | Y7-176734 | 3053.41 | HH | Memshield 3 Panelboard Incoming Moulded Case Switch NLW 4-pole 800A
NLW-630 | Y7-176735 | 1454.74 | HH | Memshield 3 Panelboard Incoming Moulded Case Switch NLW 3-pole 630A
NLW-800 | Y7-176736 | 2181 | HH | Memshield 3 Panelboard Incoming Moulded Case Switch NLW 3-pole 800A
NSD10 | NSD10 | 4.12 | K | 10AMP 550V AC BS88 FUSE
NSD16 | NSD16 | 4.32 | K | 16AMP 550V AC BS88 FUSE
NSD2 | NSD2 | 4.12 | K | 2AMP 550V AC BS88 FUSE
NSD20 | NSD20 | 4.91 | K | 20AMP 240V AC INDUSTRIAL BS88 FUSE
NSD20M25 | NSD20M25 | 7.01 | K | 20M25 550V ac BS88 INDUSTRIAL FUSE
NSD20M32 | NSD20M32 | 7.01 | K | 20M32 550V ac BS88 INDUSTRIAL FUSE
NSD25 | NSD25 | 5.83 | K | 25AMP 550V AC BS88 FUSE
NSD32 | NSD32 | 5.83 | K | 32A 550V AC BS88 FUSE
NSD32M40 | NSD32M40 | 11.15 | K | 32M40 415V ac BS88 INDUSTRIAL FUSE
NSD32M50 | NSD32M50 | 12.7 | K | 32M50 415V ac BS88 INDUSTRIAL FUSE
NSD32M63 | NSD32M63 | 13.4 | K | 32M63 415V ac BS88 INDUSTRIAL FUSE
NSD4 | NSD4 | 4.12 | K | 4AMP 550V AC BS88 FUSE
NSD6 | NSD6 | 4.12 | K | 6AMP 550V AC BS88 FUSE
NZM1-1-XKSA | Y7-152549 | 8.31 | HH | NZM1 MCCB Single Pole Terminal Shield
NZM1-4-XIPK | Y7-266745 | 16.41 | HH
NZM1-4-XKSFA | Y7-100781 | 13.83 | HH
NZM1-XIPK | Y7-266744 | 12.05 | HH
NZM1-XKSA | Y7-260021 | 15.37 | HH | NZM1 MCCB Triple Pole Terminal Shield
NZM1-XKSFA | Y7-100780 | 10.33 | HH
NZM2-4-XIPK | Y7-266774 | 19.41 | HH
NZM2-XIPK | Y7-266773 | 15.65 | HH
NZM2-XKSA | Y7-260038 | 19.98 | HH | NZM2 MCCB Single Pole Terminal Shield
NZM3-4-XIPK | Y7-266805 | 30.04 | HH
NZM3-XIPK | Y7-266804 | 21.67 | HH
NZM3-XKSA | Y7-260045 | 27.66 | HH | NZM3 MCCB Single Pole Terminal Shield
NZMB1-1-AF100 | Y7-152538 | 123.32 | HH | Memshield 3 Panelboard Outgoing MCCB NZM1 1-pole 100A 25kA
NZMB1-1-AF125 | Y7-152539 | 125.4 | HH | Memshield 3 Panelboard Outgoing MCCB NZM1 1-pole 125A 25kA
NZMB1-1-AF16 | Y7-152560 | 115.86 | HH | Memshield 3 Panelboard Outgoing MCCB NZM1 1-pole 16A 25kA
NZMB1-1-AF20 | Y7-152531 | 115.86 | HH | Memshield 3 Panelboard Outgoing MCCB NZM1 1-pole 20A 25kA
NZMB1-1-AF32 | Y7-152533 | 115.86 | HH | Memshield 3 Panelboard Outgoing MCCB NZM1 1-pole 32A 25kA
NZMB1-1-AF40 | Y7-152534 | 115.86 | HH | Memshield 3 Panelboard Outgoing MCCB NZM1 1-pole 40A 25kA
NZMB1-1-AF50 | Y7-152535 | 115.86 | HH | Memshield 3 Panelboard Outgoing MCCB NZM1 1-pole 50A 25kA
NZMB1-1-AF63 | Y7-152536 | 120.49 | HH | Memshield 3 Panelboard Outgoing MCCB NZM1 1-pole 63A 25kA
NZMB1-1-AF80 | Y7-152537 | 120.49 | HH | Memshield 3 Panelboard Outgoing MCCB NZM1 1-pole 80A 25kA
NZMB1-A100 | Y7-259079 | 182.41 | HH | Memshield 3 Panelboard Outgoing MCCB NZM1 3-pole 100A 25kA
NZMB1-A125 | Y7-259080 | 251.94 | HH | Memshield 3 Panelboard Outgoing MCCB NZM1 3-pole 125A 25kA
NZMB1-A160 | Y7-281230 | 337.36 | HH | Memshield 3 Panelboard Outgoing MCCB NZM1 3-pole 160A 25kA
NZMB1-A20 | Y7-280987 | 226.09 | HH | Memshield 3 Panelboard Outgoing MCCB NZM1 3-pole 20A 25kA
NZMB1-A32 | Y7-280989 | 176.22 | HH | Memshield 3 Panelboard Outgoing MCCB NZM1 3-pole 32A 25kA
NZMB1-A40 | Y7-259075 | 176.22 | HH | Memshield 3 Panelboard Outgoing MCCB NZM1 3-pole 40A 25kA
NZMB1-A50 | Y7-259076 | 226.09 | HH | Memshield 3 Panelboard Outgoing MCCB NZM1 3-pole 50A 25kA
NZMB1-A63 | Y7-259077 | 182.41 | HH | Memshield 3 Panelboard Outgoing MCCB NZM1 3-pole 63A 25kA
NZMB1-A80 | Y7-259078 | 182.41 | HH | Memshield 3 Panelboard Outgoing MCCB NZM1 3-pole 80A 25kA
NZMC1-A100 | Y7-271396 | 271.69 | HH | Memshield 3 Panelboard Outgoing MCCB NZM1 3-pole 100A 36kA
NZMC1-A125 | Y7-271397 | 384.64 | HH | Memshield 3 Panelboard Outgoing MCCB NZM1 3-pole 125A 36kA
NZMC1-A160 | Y7-283296 | 421.81 | HH | Memshield 3 Panelboard Outgoing MCCB NZM1 3-pole 160A 36kA
NZMC1-A20 | Y7-283293 | 254.26 | HH | Memshield 3 Panelboard Outgoing MCCB NZM1 3-pole 20A 36kA
NZMC1-A32 | Y7-283295 | 254.26 | HH | Memshield 3 Panelboard Outgoing MCCB NZM1 3-pole 32A 36kA
NZMC1-A40 | Y7-271392 | 254.26 | HH | Memshield 3 Panelboard Outgoing MCCB NZM1 3-pole 40A 36kA
NZMC1-A50 | Y7-271393 | 254.26 | HH | Memshield 3 Panelboard Outgoing MCCB NZM1 3-pole 50A 36kA
NZMC1-A63 | Y7-271394 | 271.69 | HH | Memshield 3 Panelboard Outgoing MCCB NZM1 3-pole 63A 36kA
NZMC1-A80 | Y7-271395 | 271.69 | HH | Memshield 3 Panelboard Outgoing MCCB NZM1 3-pole 80A 36kA
NZMC2-4-A160-KCO | Y7-166429 | 630.55 | HH | NZM2 MCCB 4POLE 160A 36kA INC
NZMC2-4-A200-KCO | Y7-166430 | 717.01 | HH | NZM2 MCCB 4POLE 200A 36kA INC
NZMC2-4-A250-KCO | Y7-166431 | 998.45 | HH | NZM2 MCCB 4POLE 250A 36kA INC
NZMC2-A125-BT | Y7-174616 | 361.83 | HH | Memshield 3 Panelboard Outgoing MCCB NZM22 3-pole 125A 36kA
NZMC2-A160-BT | Y7-110219 | 358.2 | HH | Memshield 3 Panelboard Outgoing MCCB NZM22 3-pole 160A 36kA
NZMC2-A160-KCO | Y7-166423 | 450.36 | HH | NZM2 MCCB 3POLE 160A 36kA INC
NZMC2-A200-BT | Y7-110280 | 445.79 | HH | Memshield 3 Panelboard Outgoing MCCB NZM22 3-pole 200A 36kA
NZMC2-A200-KCO | Y7-166424 | 399.17 | HH | NZM2 MCCB 3POLE 200A 36kA INC
NZMC2-A250-BT | Y7-110281 | 603.61 | HH | Memshield 3 Panelboard Outgoing MCCB NZM22 3-pole 250A 36kA
NZMC2-A250-KCO | Y7-166425 | 555.85 | HH | NZM2 MCCB 3POLE 250A 36kA INC
NZMLW-4-A630 | Y7-176737 | 2036.64 | HH | Memshield 3 Panelboard Incoming MCCB NLW 4-pole 630A 50kA
NZMLW-4-A800 | Y7-176738 | 3053.41 | HH | Memshield 3 Panelboard Incoming MCCB NLW 4-pole 800A 50kA
NZMLW-A630 | Y7-176739 | 1454.74 | HH | Memshield 3 Panelboard Incoming MCCB NLW 3-pole 630A 50kA
NZMLW-A800 | Y7-176740 | 2181 | HH | Memshield 3 Panelboard Incoming MCCB NLW 3-pole 800A 50kA
NZMN1-A100 | Y7-259085 | 290.92 | HH | Memshield 3 Panelboard Outgoing MCCB NZM1 3-pole 100A 50kA
NZMN1-A125 | Y7-259086 | 432.74 | HH | Memshield 3 Panelboard Outgoing MCCB NZM1 3-pole 125A 50kA
NZMN1-A160 | Y7-281234 | 522.37 | HH | NZM1 MCCB 160A 50kA 3P
NZMN1-A20 | Y7-281231 | 265.38 | HH | Memshield 3 Panelboard Outgoing MCCB NZM1 3-pole 20A 50kA
NZMN1-A32 | Y7-281233 | 270.7 | HH | Memshield 3 Panelboard Outgoing MCCB NZM1 3-pole 32A 50kA
NZMN1-A40 | Y7-259081 | 270.7 | HH | Memshield 3 Panelboard Outgoing MCCB NZM1 3-pole 40A 50kA
NZMN1-A50 | Y7-259082 | 270.7 | HH | Memshield 3 Panelboard Outgoing MCCB NZM1 3-pole 50A 50kA
NZMN1-A63 | Y7-259083 | 270.7 | HH | Memshield 3 Panelboard Outgoing MCCB NZM1 3-pole 63A 50kA
NZMN1-A80 | Y7-259084 | 276.46 | HH | Memshield 3 Panelboard Outgoing MCCB NZM1 3-pole 80A 50kA
NZMN2-4-A160-KCO | Y7-166432 | 764.46 | HH | NZM2 MCCB 4POLE 160A 50kA INC
NZMN2-4-A200-KCO | Y7-166433 | 896.37 | HH | NZM2 MCCB 4POLE 200A 50kA INC
NZMN2-4-A250-KCO | Y7-166434 | 1194.08 | HH | NZM2 MCCB 4POLE 250A 50kA INC
NZMN2-A125-BT | Y7-174617 | 439.77 | HH | Memshield 3 Panelboard Outgoing MCCB NZM22 3-pole 125A 50kA
NZMN2-A160-BT | Y7-110283 | 557.21 | HH | Memshield 3 Panelboard Outgoing MCCB NZM22 3-pole 160A 50kA
NZMN2-A160-KCO | Y7-166426 | 546.04 | HH | NZM2 MCCB 3POLE 160A 50kA INC
NZMN2-A200-BT | Y7-110284 | 653.34 | HH | Memshield 3 Panelboard Outgoing MCCB NZM22 3-pole 200A 50kA
NZMN2-A200-KCO | Y7-166427 | 640.28 | HH | NZM2 MCCB 3POLE 200A 50kA INC
NZMN2-A250-BT | Y7-110285 | 870.3 | HH | Memshield 3 Panelboard Outgoing MCCB NZM22 3-pole 250A 50kA
NZMN2-A250-KCO | Y7-166428 | 852.9 | HH | NZM2 MCCB 3POLE 250A 50kA INC
NZMN2-VE100-BT | Y7-147390 | 427.86 | HH
NZMN2-VE160-BT | Y7-147391 | 679.12 | HH
NZMN2-VE250-BT | Y7-147392 | 995.14 | HH
NZMN3-4-A250 | Y7-158260 | 1434.27 | HH | Memshield 3 Panelboard Incoming MCCB NZM3 4-pole 250A 50kA
NZMN3-4-A320 | Y7-109694 | 1434.27 | HH | Memshield 3 Panelboard Incoming MCCB NZM3 4-pole 320A 50kA
NZMN3-4-A320/200-AVE | Y7-113533 | 2436.94 | HH
NZMN3-4-A320/200-SVE | Y7-168509 | 1710.44 | HH
NZMN3-4-A320-AVE | Y7-113532 | 2436.94 | HH
NZMN3-4-A320-SVE | Y7-168508 | 1710.44 | HH
NZMN3-4-A400 | Y7-109696 | 1434.27 | HH | Memshield 3 Panelboard Incoming MCCB NZM3 4-pole 400A 50kA
NZMN3-4-A400/250-AVE | Y7-113535 | 2872.25 | HH
NZMN3-4-A400/250-SVE | Y7-168511 | 2108.7 | HH
NZMN3-4-A400-AVE | Y7-113534 | 2436.94 | HH
NZMN3-4-A400-SVE | Y7-168510 | 1710.44 | HH
NZMN3-4-A500/320-AVE | Y7-113537 | 2926.88 | HH
NZMN3-4-A500/320-SVE | Y7-168513 | 2116.6 | HH
NZMN3-4-A500-AVE | Y7-113536 | 2872.25 | HH
NZMN3-4-A500-SVE | Y7-168512 | 2108.7 | HH
NZMN3-4-AE400 | Y7-265891 | 1503.12 | HH
NZMN3-4-AE400/250 | Y7-265892 | 1503.12 | HH
NZMN3-4-AE400/250-AVE | Y7-113542 | 3211.03 | HH
NZMN3-4-AE400/250-T-AVE | Y7-113539 | 3601.47 | HH
NZMN3-4-AE400-T-AVE | Y7-113538 | 2926.88 | HH
NZMN3-4-AE630 | Y7-265894 | 1991 | HH
NZMN3-4-AE630/400 | Y7-265895 | 1991 | HH
NZMN3-4-AE630/400-AVE | Y7-113544 | 2750.52 | HH
NZMN3-4-AE630/400-T-AVE | Y7-113541 | 2534.91 | HH
NZMN3-4-AE630-T-AVE | Y7-113540 | 3601.47 | HH
NZMN3-4-VE400 | Y7-265957 | 1646.29 | HH
NZMN3-4-VE400/250 | Y7-265958 | 1646.29 | HH
NZMN3-4-VE400/250-AVE | Y7-113546 | 3478.29 | HH
NZMN3-4-VE400/250-SVE | Y7-168514 | 1942.61 | HH
NZMN3-4-VE400-SVE | Y7-168506 | 1942.61 | HH
NZMN3-4-VE630 | Y7-265960 | 2222.69 | HH
NZMN3-4-VE630/400 | Y7-265961 | 2222.69 | HH
NZMN3-4-VE630/400-AVE | Y7-113548 | 2719.68 | HH
NZMN3-4-VE630/400-SVE | Y7-168515 | 2622.74 | HH
NZMN3-4-VE630-SVE | Y7-168507 | 2622.74 | HH
NZMN3-A250 | Y7-109668 | 1024.49 | HH | Memshield 3 Panelboard Incoming MCCB NZM3 3pole 250A 50kA
NZMN3-A250-BT | Y7-174618 | 1024.49 | HH | Memshield 3 Panelboard Outgoing MCCB NZM3 3pole 250A 50kA
NZMN3-A320 | Y7-109669 | 1024.49 | HH | Memshield 3 Panelboard Incoming MCCB NZM3 3pole 320A 50kA
NZMN3-A320-BT | Y7-110302 | 1024.49 | HH | Memshield 3 Panelboard Outgoing MCCB NZM3 3pole 320A 50kA
NZMN3-A320-SVE | Y7-168486 | 1302.93 | HH
NZMN3-A400 | Y7-109670 | 1024.49 | HH | Memshield 3 Panelboard Incoming MCCB NZM3 3pole 400A 50kA
NZMN3-A400-BT | Y7-110303 | 1024.49 | HH | Memshield 3 Panelboard Outgoing MCCB NZM3 3pole 400A 50kA
NZMN3-A400-SVE | Y7-168487 | 1618.12 | HH
NZMN3-A500-SVE | Y7-168488 | 1614.2 | HH
NZMN3-AE250 | Y7-259113 | 964.44 | HH
NZMN3-AE250-NA | Y7-269299 | 1249.9 | HH
NZMN3-AE250-T-AVE | Y7-113527 | 2236.79 | HH
NZMN3-AE400 | Y7-259114 | 1022.79 | HH
NZMN3-AE400-NA | Y7-269300 | 1249.9 | HH
NZMN3-AE400-T-AVE | Y7-113528 | 2401.94 | HH
NZMN3-AE600-NA | Y7-269301 | 1718.64 | HH
NZMN3-AE630 | Y7-259115 | 1327.97 | HH
NZMN3-AE630-T-AVE | Y7-113093 | 611.87 | HH
NZMN3-AEF250-NA | Y7-269275 | 1249.9 | HH
NZMN3-AEF300-NA | Y7-269276 | 1293.66 | HH
NZMN3-AEF350-NA | Y7-269277 | 1332.48 | HH
NZMN3-AEF400-NA | Y7-269278 | 1372.44 | HH
NZMN3-AEF450-NA | Y7-269279 | 1718.64 | HH
NZMN3-AEF500-NA | Y7-269280 | 1770.2 | HH
NZMN3-AEF550-NA | Y7-269281 | 1823.3 | HH
NZMN3-AEF600-NA | Y7-269282 | 1878.02 | HH
NZMN3-ME220 | Y7-265781 | 1226.24 | HH
NZMN3-ME220-SVE | Y7-168483 | 1446.98 | HH
NZMN3-ME350 | Y7-265782 | 1226.24 | HH
NZMN3-ME350-SVE | Y7-168484 | 1446.98 | HH
NZMN3-ME450 | Y7-284468 | 1352.3 | HH
NZMN3-ME450-SVE | Y7-168485 | 1595.73 | HH
NZMN3-S250-AVE | Y7-113523 | 1849.03 | HH
NZMN3-S250-SVE | Y7-168489 | 1302.93 | HH
NZMN3-S320-AVE | Y7-113524 | 1849.03 | HH
NZMN3-S320-SVE | Y7-168490 | 1302.93 | HH
NZMN3-S400-AVE | Y7-113525 | 2193.36 | HH
NZMN3-S400-SVE | Y7-168491 | 1618.12 | HH
NZMN3-S500-AVE | Y7-113526 | 2236.79 | HH
NZMN3-S500-SVE | Y7-168492 | 1614.2 | HH
NZMN3-SE220-CNA | Y7-269341 | 1326.16 | HH
NZMN3-SE350-CNA | Y7-269342 | 1326.16 | HH
NZMN3-SE450-CNA | Y7-284465 | 1469.8 | HH
NZMN3-VE250 | Y7-259131 | 1009.64 | HH
NZMN3-VE250-NA | Y7-269332 | 1249.9 | HH
NZMN3-VE250-SVE | Y7-168480 | 1191.38 | HH
NZMN3-VE250-T-AVE | Y7-113529 | 2436.94 | HH
NZMN3-VE400 | Y7-259132 | 1135.84 | HH
NZMN3-VE400-BT | Y7-111659 | 1171.85 | HH
NZMN3-VE400-NA | Y7-269333 | 1262.42 | HH
NZMN3-VE400-SVE | Y7-168481 | 1340.28 | HH
NZMN3-VE400-T-AVE | Y7-113530 | 1354.23 | HH
NZMN3-VE600-NA | Y7-269334 | 1718.64 | HH
NZMN3-VE630 | Y7-259133 | 1474.92 | HH
NZMN3-VE630-BT | Y7-111730 | 1631.68 | HH
NZMN3-VE630-SVE | Y7-168482 | 1740.39 | HH
NZMN3-VE630-T-AVE | Y7-113531 | 1869.87 | HH
NZMN3-VEF250-NA | Y7-269308 | 1249.9 | HH
NZMN3-VEF300-NA | Y7-269309 | 1263.66 | HH
NZMN3-VEF350-NA | Y7-269310 | 1277.57 | HH
NZMN3-VEF400-NA | Y7-269311 | 1291.62 | HH
NZMN3-VEF450-NA | Y7-269312 | 1718.64 | HH
NZMN3-VEF500-NA | Y7-269313 | 1737.57 | HH
NZMN3-VEF550-NA | Y7-269314 | 1756.67 | HH
NZMN3-VEF600-NA | Y7-269315 | 1775.98 | HH
OBK103SP | Y7-176741 | 28.72 | J | 100A GLAS PHASE CONTACT-SPARES
ODD125 | ODD125 | 35.44 | K | 125AMP 415V AC INDUSTRIAL
ODD160 | ODD160 | 38.67 | K | 160AMP 415V AC INDUSTRIAL
ODD200 | ODD200 | 34.31 | K | 200AMP 415V AC INDUSTRIAL BS88 FUSE
OLV725SP | Y7-176742 | 51.38 | J | 63A SW&SWF CONTACT BAR-SPARES
OLV726SP | Y7-176743 | 59.1 | J | 100A SW&SWF CONTACT BAR-SPARES
OLV728SP | Y7-176744 | 28.79 | J | 32A SW&SWF CONTACT BAR-SPARES
OSD100 | OSD100 | 15.8 | K | OSD 100A 500V AC BS88 gG FUSE
OSD100M125 | OSD100M125 | 31.3 | K | 100M125 415V AC BS88 gM FUSE
OSD100M160 | OSD100M160 | 31.3 | K | 100M160 415V a.c. BS88 gM FUSE
OSD80 | OSD80 | 14.25 | K | OSD 80A 500V AC BS88 gG FUSE
P011 | Y7-175814 | 2.24 | A1 | 10A 1G 1W SWITCH
P012 | Y7-175815 | 2.86 | A | 10A 2G 1W SWITCH
P013 | Y7-175816 | 4.22 | A | 10A 3G 1W SWITCH
P014 | Y7-175817 | 7.04 | A | 10A 4G 1W SWITCH
P015 | Y7-175818 | 2.93 | A | 10A 1G SWITCH BELL PUSH
P015L | Y7-175819 | 3.27 | A | 10A 1G 1W SWITCH LIGHT SYMBOL PUSH
P015P | Y7-175820 | 3.27 | A | 10A 1G SWITCH PUSH
P017 | Y7-175821 | 10.28 | A1 | 10A INTERMEDIATE SWITCH
P021 | Y7-175822 | 2.44 | A1 | 10A 1G 2W SWITCH
P021P | Y7-175823 | 3.68 | A | 10A 1G 2W SWITCH PUSH
P022 | Y7-175824 | 3.76 | A1 | 10A 2G 2W SWITCH
P023 | Y7-175825 | 9.45 | A1 | 10A 3G 2W SWITCH
P024 | Y7-175826 | 20.94 | A1 | 10A 4G 2W SWITCH
P026 | Y7-175827 | 40.03 | A | 10A 6G 2W SWITCH
P032 | Y7-175828 | 9.66 | A | 10A 2G 2W HALF BROAD SWITCH
P041 | Y7-175829 | 5.77 | A | 10A 1G 2W BROAD SWITCH
P041P | Y7-175830 | 5.94 | A | 10A 1G 2W BROAD SWITCH PUSH
P042 | Y7-175831 | 12.9 | A | 10A 2G 2W BROAD SWITCH
P045 | Y7-175832 | 10.28 | A | 10A 1G 1W BROAD SWITCH PUSH
P045P | Y7-175833 | 10.2 | A | 10A 1G 1W BROAD SWITCH PUSH PLAIN
P047 | Y7-175834 | 11.98 | A | 10A INTERMEDIATE BROAD SWITCH
P048 | Y7-175835 | 14.39 | A1 | 10A 3 POLE FAN ISOLATOR
P049 | Y7-175836 | 13.61 | A | 10A 3 POLE ISOLATOR
P111 | Y7-175837 | 5.3 | A1 | 13A 1G SOCKET
P112 | Y7-175838 | 13.26 | A | 13A 2G SOCKET
P210 | Y7-175839 | 6 | A1 | 20A FLEX OUTLET PLATE
P212 | Y7-175840 | 1.8 | A | CABLE OUTLET ADAPTOR PLATE FOR FUSED CONNECTION UNIT / 20A SWITCH
P220 | Y7-175841 | 9.71 | A1 | 13A CONNECTION UNIT
P220N | Y7-175842 | 18.35 | A | 13A CONNECTION UNIT + NEON
P220RR | Y7-175843 | 11.73 | A | 13A CONNECTION UNIT + RED ROCKERS
P221 | Y7-175844 | 8.56 | A1 | 13A SWITCHED CONNECTION UNIT
P221BO | Y7-175845 | 16.75 | A | 13A SWITCHED CONNECTION UNIT MARKED 'BOILER'
P221CH | Y7-175846 | 16.75 | A | 13A SWITCHED CONNECTION UNIT MARKED 'CENTRAL HEATING'
P221CKH | Y7-175847 | 16.75 | A | 13A SWITCHED CONNECTION UNIT MARKED 'COOKER HOOD'
P221DW | Y7-175848 | 16.75 | A | 13A SWITCHED CONNECTION UNIT MARKED 'DISHWASHER'
P221EF | Y7-175849 | 16.75 | A | 13A SWITCHED CONNECTION UNIT MARKED 'EXTRACT FAN'
P221GY | Y7-175850 | 10.59 | A | 13A SWITCHED CONNECTION UNIT - GREY
P221N | Y7-175851 | 14.39 | A1 | 13A SWITCHED CONNECTION UNIT + NEON
P221NGY | Y7-175852 | 15.56 | A | 13A SWITCHED CONNECTION UNIT + NEON - GREY
P221NR | Y7-175853 | 18.35 | A | 13A SWITCHED CONNECTION UNIT + NEON MARKED 'REFRIGERATOR'
P221NRR | Y7-175854 | 20.13 | A | 13A SWITCHED FUSED CONNECTION UNIT + NEON + RED ROCKERS
P221NWH | Y7-175855 | 18.35 | A | 13A SWITCHED FUSED CONNECTION UNIT + NEON MARKED 'WATER HEATER'
P221NWM | Y7-175856 | 18.35 | A | 13A SWITCHED FUSED CONNECTION UNIT + NEON MARKED 'WASHING MACHINE'
P221R | Y7-175857 | 16.75 | A | 13A SWITCHED FUSED CONNECTION UNIT MARKED 'REFRIGERATOR'
P221RR | Y7-175858 | 16.05 | A | 13A SWITCHED FUSED CONNECTION UNIT + RED ROCKERS
P221WM | Y7-175859 | 16.75 | A | 13A SWITCHED FUSED CONNECTION UNIT MARKED 'WASHING MACHINE'
P223 | Y7-175860 | 15.46 | A | 3A CONNECTION UNIT
P223N | Y7-175861 | 21.04 | A | 3A FUSED CONNECTION UNIT + NEON
P224 | Y7-175862 | 15.46 | A | 3A SWITCHED CONNECTION UNIT
P345 | Y7-175863 | 7.48 | A1 | 45A DP CABLE OUTLET WITH TERMINAL BLOCK
P351 | Y7-175864 | 5.75 | A1 | 1G TV CO-AXIAL OUTLET
P351D | Y7-175865 | 8.48 | A | 1G TV CO-AXIAL DUAL CLAMP
P352 | Y7-175866 | 16.34 | A | 2G TV CO-AXIAL OUTLET
P353 | Y7-175867 | 19.17 | A | 1G TV/FM ISOLATED CO-AXIAL
P355 | Y7-175869 | 12.05 | A | 1G SATELLITE OUTLET
P356 | Y7-175870 | 16.34 | A | 2G TV/SATELLITE OUTLET
P357 | Y7-175871 | 21.51 | A | 2G TV/RADIO OUTLET SCREENED
P360 | Y7-175872 | 10.59 | A | 1G TELEPHONE OUTLET MASTER
P361 | Y7-175873 | 7.07 | A1 | 1G TELEPHONE OUTLET SECONDARY
P362 | Y7-175874 | 10.77 | A | 1G AMERICAN TELEPHONE OUTLET
P370 | Y7-175875 | 47.4 | A1 | SHAVER SOCKET 230V 110 AC
P391 | Y7-175876 | 3.31 | A1 | 1G BLANK PLATE
P392 | Y7-175877 | 5.67 | A1 | 2G BLANK PLATE
P401 | Y7-175878 | 6.81 | A1 | 20A DP CONTROL SWITCH
P401N | Y7-175879 | 14.56 | A1 | 20A DP SWITCH + NEON
P403 | Y7-175880 | 9.66 | A | 20A SWITCH MARKED 'WATER HEATER'
P403N | Y7-175881 | 10.23 | A | 20A DP SWITCH + NEON MARKED 'WATER HEATER
P404N | Y7-175882 | 10.23 | A | 20A DP SWITCH + NEON MARKED 'AIR CONDITIONER'
P415 | Y7-175883 | 14.49 | A | 15A 1G SP SWITCHED SOCKET
P421 | Y7-175884 | 18.23 | A | 50A DP SWITCH
P421N | Y7-175885 | 20.35 | A | 50A DP SWITCH + NEON
P422N | Y7-175886 | 16.3 | A1 | 50A DP SWITCH + NEON 1G
P422NGY | Y7-175887 | 20.25 | A | 50A DP SWITCH + NEON 1G GREY
P423 | Y7-175888 | 17.94 | A | 50A DP SWITCH MARKED 'COOKER'
P423N | Y7-175889 | 27.42 | A1 | 50A DP SWITCH + NEON MARKED 'COOKER'
P424N | Y7-175890 | 21.7 | A | 50A DP SWITCH + NEON MARKED 'AIR CONDITIONER'
P425 | Y7-175891 | 18.27 | A1 | 45A DP COOKER CONTROL UNIT
P425N | Y7-175892 | 37.14 | A1 | 45A DP COOKER CONTROL UNIT + NEON
P426N | Y7-175893 | 17.34 | A | 50A DP SWITCH + NEON 1G 'COOKER'
P427N | Y7-175894 | 17.34 | A | 50A DP SWITCH + NEON 1G 'AIR CONDITIONER'
P450 | Y7-175895 | 41.93 | A | 16A HOTEL ROOM SWITCH
P611 | Y7-175896 | 4.84 | A1 | 13A 1G SP SWITCHED SOCKET
P612 | Y7-175897 | 7.04 | A1 | 13A 2G SP SWITCHED SOCKET
P621 | Y7-175898 | 4.93 | A1 | 13A 1G DP SWITCHED SOCKET 2 E TERMINALS
P621GY | Y7-175899 | 7.94 | A | 13A 1G DP SWITCHED SOCKET 2 E TERMINALS GREY
P621N | Y7-175900 | 13.05 | A | 13A 1G DP SWITCHED SOCKET 2 E TERM + NEON
P621RED | Y7-175901 | 7.94 | A | 1 GANG DP RED 13A SWITCHED SOCKET
P621RR | Y7-175902 | 7.39 | A | 13A 1G DP SWITCHED SOCKET 2 E TERMINALS + RED ROCKERS
P622 | Y7-175903 | 7.28 | A1 | 13A 2G DP SWITCHED SOCKET 2 E TERMINALS
P622N | Y7-175904 | 15.84 | A | 13A 2G DP SWITCHED SOCKET 2 E TERMINALS + NEON
P622RR | Y7-175905 | 9.66 | A | 13A 2G DP SWITCHED SOCKET 2 E TERMINALS + RED ROCKERS
P632 | Y7-175906 | 12.19 | A1 | 13A 2G DP SWITCHED SOCKET 2 E TERMINALS OUTBOARD ROCKERS
P632GY | Y7-175907 | 13.2 | A | 13A 2G DP SWITCHED SOCKET 2 E TERMINALS OUTBOARD ROCKERS - GREY
P632N | Y7-175908 | 17.34 | A | 13A 2G DP SWITCHED SOCKET 2 E TERMINALS OUTBOARD ROCKERS + NEON
P632RED | Y7-175909 | 13.71 | A | 13A 2G DP SWITCHED SOCKET - RED COVER
P632RR | Y7-175910 | 11.59 | A | 13A 2G SWITCHED SOCKET 2 E TERMINALS OUTBOARD RED ROCKERS
P651 | Y7-175911 | 14.24 | A | 13A 1G DP SWITCHED SOCKET 2 E TERMINALS NON STANDARD
P652 | Y7-175912 | 21.58 | A | 13A 2G SWITCHED SOCKET 2 E TERMINALS OUTBOARD ROCKERS
P652RR | Y7-175913 | 24.42 | A | 13A 2G DP SWITCHED SOCKET 2 E TERMINALS OUTBOARD RED ROCKERS
P672 | Y7-175914 | 21.58 | A | 13A 2G DP SWITCHED SOCKET 2 E TERMINALS OUTBOARD ROCKERS
P686 | Y7-175915 | 76.93 | A | 13A 2G DP RCD SWITCHED SOCKET 30mA PASSIVE
P692 | Y7-180445 | 45.28 | A | 13A 2G SW SKT WITH 2 x USB SOCKET
P715 | Y7-175916 | 15.56 | A | 1G 10A 2W BELL PUSH + NEON IP66
P721 | Y7-175917 | 15.23 | A | 1G 16A 2W SWITCH + NEON IP66
P722 | Y7-175918 | 18.26 | A | 2G 16A 2W SWITCH + NEON IP66
P741 | Y7-175919 | 22.83 | A | 1G 20A DP +NEON IP66
P742 | Y7-175920 | 27.55 | A | 2G 20A DP SWITCH +NEON IP66
P761 | Y7-175921 | 49.77 | A | 1G IP66 ENCLOSURE
P762 | Y7-175922 | 64.71 | A | 2G IP66 ENCLOSURE
P771 | Y7-175923 | 33.06 | A | 1G 13A SWITCHED SOCKET IP56
P901 | Y7-175924 | 3.93 | A1 | 1G MODULE PLATE MOULDED
P901GY | Y7-175925 | 5.29 | A | 1G MODULE PLATE MOULDED - GREY
P902 | Y7-175926 | 3.93 | A1 | 2G MODULE PLATE MOULDED
P902GY | Y7-175927 | 5.29 | A | 2G MODULE PLATE MOULDED - GREY
P903 | Y7-175928 | 8.48 | A1 | 3G MODULE PLATE MOULDED
P903GY | Y7-175929 | 8.94 | A | 3G MODULE PLATE MOULDED - GREY
P904 | Y7-175930 | 8.48 | A1 | 4G MODULE PLATE MOULDED
P904GY | Y7-175931 | 8.94 | A | 4G MODULE PLATE MOULDED - GREY
P906 | Y7-175932 | 10.29 | A | 6G MODULE PLATE ASSEMBLY MOULDED
P906GY | Y7-175933 | 12.48 | A | 6G MODULE PLATE ASSEMBLY MOULDED - GREY
P908 | Y7-175934 | 10.29 | A | 8G MODULE PLATE ASSEMBLY MOULDED
P908GY | Y7-175935 | 12.48 | A | 8G MODULE PLATE ASSEMBLY MOULDED - GREY
P9101 | Y7-175936 | 105.86 | A | 1-10V ANALOGUE 1G 1W
P9111 | Y7-175937 | 199.12 | A | 1000W 1G 2W PUSH TUNGSTEN
P912 | Y7-175938 | 28.41 | A | 12G G PLATE ASSEMBLY MOULDED
P9131 | Y7-175939 | 22.46 | A | 250W 1G 2W PUSH TUNGSTEN
P9132 | Y7-175940 | 42.68 | A | 250W 2G 2W PUSH TUNGSTEN
P9141 | Y7-175941 | 28 | A | 400W 1G 2W PUSH TUNGSTEN
P9142 | Y7-175942 | 53.29 | A | 400W 2G 2W PUSH TUNGSTEN
P999 | Y7-175947 | 0.24 | A | SPARE SCREW CAPS - PREMERA RANGE
PD1 | Y7-156479 | 18.15 | H | Memshield 3 Padlock
PD2 | Y7-156476 | 14.72 | H | PADLOCK SMALL 9-64 SHACKLE.
PFR-003 | Y7-285555 | 218.03 | HK | Earth-leakage circuit-breakers 30mA
PFR-03 | Y7-285556 | 211.31 | HK | Earth-leakage circuit-breakers 300 mA
PFR-5 | Y7-285557 | 258.41 | HK | Earth-leakage circuit-breaker 0, 03-5 A
PFR-W-105 | Y7-285602 | 217.38 | HK | Current transformer for earth-leakage circuit-breaker inner diameter 105mm
PFR-W-140 | Y7-285603 | 247.46 | HK | Current transformer for earth-leakage circuit-breaker inner diameter 140mm
PFR-W-20 | Y7-285558 | 84.99 | HK | Current transformer for earth-leakage circuit-breaker inner diameter 21mm
PFR-W-210 | Y7-285604 | 490.82 | HK | Current transformer for earth-leakage circuit-breaker inner diameter 210mm
PFR-W-30 | Y7-285559 | 106.45 | HK | Current transformer for earth-leakage circuit-breaker inner diameter 30mm
PFR-W-35 | Y7-285600 | 103.05 | HK | Current transformer for earth-leakage circuit-breaker inner diameter 35mm
PFR-W-70 | Y7-285601 | 113.58 | HK | Current transformer for earth-leakage circuit-breaker inner diameter 70mm
SMNAN2EBD | Y7-176779 | 53.89 | G
SPCT2-075 | Y7-167577 | 31.17 | HK | Surge arrester plug-in unit, 75VAC, 20 kA
SPCT2-075/1 | Y7-167578 | 32.85 | HK | Plug-in surge arresters, 1p, 75VAC, 20 kA
SPCT2-075/2 | Y7-167579 | 67.6 | HK | Plug-in surge arresters, 2p, 75VAC, 2x20 kA
SPCT2-075/3 | Y7-167580 | 98.79 | HK | Plug-in surge arresters, 3p, 75VAC, 3x20kA
SPCT2-075/4 | Y7-167581 | 128.9 | HK | Plug-in surge arresters, 4p, 75VAC, 4x20kA
SPCT2-135 | Y7-167582 | 31.17 | HK | Surge arrester plug-in unit, 135VAC, 20 kA
SPCT2-135/1 | Y7-167583 | 34.67 | HK | Plug-in surge arresters, 1p, 135VAC, 20 kA
SPCT2-135/2 | Y7-167584 | 67.6 | HK | Plug-in surge arresters, 2p, 135VAC, 2x20kA
SPCT2-135/3 | Y7-167585 | 98.79 | HK | Plug-in surge arresters, 3p, 135VAC, 3x20kA
SPCT2-135/4 | Y7-167586 | 128.9 | HK | Plug-in surge arresters, 4p, 135VAC, 4x20kA
SPCT2-175 | Y7-167587 | 31.17 | HK | Surge arrester plug-in unit, 175VAC, 20 kA
SPCT2-175/1 | Y7-167588 | 34.67 | HK | Plug-in surge arresters, 1p, 175VAC, 20 kA
SPCT2-175/2 | Y7-167589 | 67.6 | HK | Plug-in surge arresters, 2p, 175VAC, 2x20kA
SPCT2-175/3 | Y7-167590 | 98.79 | HK | Plug-in surge arresters, 3p, 175VAC, 3x20kA
SPCT2-175/4 | Y7-167591 | 128.9 | HK | Plug-in surge arresters, 4p, 175VAC, 4x20kA
SPCT2-280 | Y7-167592 | 28.39 | HK | Surge arrester plug-in unit, 280VAC, 20 kA
SPCT2-280/1 | Y7-167593 | 31.54 | HK | Plug-in surge arresters, 1p, 280VAC, 20 kA
SPCT2-280/2 | Y7-167594 | 61.65 | HK | Plug-in surge arresters, 2p, 280VAC, 2x20kA
SPCT2-280/3 | Y7-167595 | 90.02 | HK | Plug-in surge arresters, 3p, 280VAC, 3x20kA
SPCT2-280/4 | Y7-167596 | 117.34 | HK | Plug-in surge arresters, 4p, 280VAC, 4x20kA
SPCT2-280-1+NPE | Y7-167619 | 72.02 | HK | Plug-in surge arresters, 1pole+N, 280VAC, 20 kA
SPCT2-280-3+NPE | Y7-167620 | 118.53 | HK | Plug-in surge arresters, 3pole+N, 280VAC, 20 kA
SPCT2-280-3+NPE/BB | Y7-167629 | 165.64 | HK | Plug-in surge arresters, 3-phase+N/BB, 280VAC, 20 kA
SPCT2-335 | Y7-167597 | 28.39 | HK | Surge arrester plug-in unit, 335VAC, 20 kA
SPCT2-335/1 | Y7-167598 | 31.54 | HK | Plug-in surge arresters, 1p, 335VAC, 20 kA
SPCT2-335/2 | Y7-167599 | 61.65 | HK | Plug-in surge arresters, 2p, 335VAC, 2x20kA
SPCT2-335/3 | Y7-167600 | 90.02 | HK | Plug-in surge arresters, 3p, 335VAC, 3x20kA
SPCT2-335/4 | Y7-167601 | 117.34 | HK | Plug-in surge arresters, 4p, 335VAC, 4x20kA
SPCT2-335-1+NPE | Y7-167621 | 90.02 | HK | Plug-in surge arresters, 1pole+N, 335VAC, 20 kA
SPCT2-335-3+NPE | Y7-167622 | 148.19 | HK | Plug-in surge arresters, 3pole+N, 335VAC, 20 kA
SPCT2-335-3+NPE/BB | Y7-167630 | 165.64 | HK | Plug-in surge arresters, 3-phase+N/BB, 335VAC, 20 kA
SPCT2-385 | Y7-167602 | 30.13 | HK | Surge arrester plug-in unit, 385VAC, 20 kA
SPCT2-385/1 | Y7-167603 | 33.29 | HK | Plug-in surge arresters, 1p, 385VAC, 20 kA
SPCT2-385/2 | Y7-167604 | 64.81 | HK | Plug-in surge arresters, 2p, 385VAC, 2x20kA
SPCT2-385/3 | Y7-167605 | 94.94 | HK | Plug-in surge arresters, 3p, 385VAC, 3x20kA
SPCT2-385/4 | Y7-167606 | 123.65 | HK | Plug-in surge arresters, 4p, 385VAC, 4x20kA
SPCT2-385-1+NPE | Y7-167623 | 94.94 | HK | Plug-in surge arresters, 1pole+N, 385VAC, 20 kA
SPCT2-385-3+NPE | Y7-167624 | 156.59 | HK | Plug-in surge arresters, 3pole+N, 385VAC, 20 kA
SPCT2-385-3+NPE/BB | Y7-167631 | 173.92 | HK | Plug-in surge arresters, 3-phase+N/BB, 385VAC, 20 kA
SPCT2-460 | Y7-167607 | 30.47 | HK | Surge arrester plug-in unit, 460VAC, 20 kA
SPCT2-460/1 | Y7-167608 | 33.98 | HK | Plug-in surge arresters, 1p, 460VAC, 20 kA
SPCT2-460/2 | Y7-167609 | 66.2 | HK | Plug-in surge arresters, 2p, 460VAC, 2x20kA
SPCT2-460/3 | Y7-167610 | 96.69 | HK | Plug-in surge arresters, 3p, 460VAC, 3x20kA
SPCT2-460/4 | Y7-167611 | 126.44 | HK | Plug-in surge arresters, 4p, 460VAC, 4x20kA
SPCT2-460-1+NPE | Y7-167625 | 96.69 | HK | Plug-in surge arresters, 1pole+N, 460VAC, 20 kA
SPCT2-460-3+NPE | Y7-167626 | 159.71 | HK | Plug-in surge arresters, 3pole+N, 460VAC, 20 kA
SPCT2-460-3+NPE/BB | Y7-167632 | 178.2 | HK | Plug-in surge arresters, 3-phase+N/BB, 460VAC, 20 kA
SPCT2-580 | Y7-167612 | 31.17 | HK | Surge arrester plug-in unit, 580VAC, 20 kA
SPCT2-580/1 | Y7-167613 | 34.67 | HK | Plug-in surge arresters, 1p, 580VAC, 20 kA
SPCT2-580/2 | Y7-167614 | 67.6 | HK | Plug-in surge arresters, 2p, 580VAC, 2x20kA
SPCT2-580/3 | Y7-167615 | 98.79 | HK | Plug-in surge arresters, 3p, 580VAC, 3x20kA
SPCT2-580/4 | Y7-167616 | 128.9 | HK | Plug-in surge arresters, 4p, 580VAC, 4x20kA
SPCT2-580-1+NPE | Y7-167627 | 98.79 | HK | Plug-in surge arresters, 1pole+N, 580VAC, 20 kA
SPCT2-580-3+NPE | Y7-167628 | 162.88 | HK | Plug-in surge arresters, 3pole+N, 580VAC, 20 kA
SPCT2-NPE60 | Y7-167617 | 66.09 | HK | Surge arrester plug-in unit, 280VAC, 30 kA
SPCT2-NPE60/1 | Y7-167618 | 59.9 | HK | Plug-in surge arresters, 1pole, 260VAC, 30 kA
SRCD1CO | Y7-167377 | 330.84 | H | SUN RELAY TIME SWITCH
SRSD1COW | Y7-167378 | 200.23 | H | SUN RELAY 5000LUX
SRSD1NO | Y7-167375 | 125.17 | H | SUN RELAY 200LUX
SRSW1NO | Y7-167376 | 125.69 | H | SUN RELAY (WALLMOUNT)
SSD10 | SSD10 | 3.91 | K | 10A 240V AC INDUSTRIAL FUSE
SSD16 | SSD16 | 3.91 | K | 16A 240V AC INDUSTRIAL FUSE
SSD2 | SSD2 | 3.91 | K | 2A 240V AC INDUSTRIAL BS88 FUSE
SSD20 | SSD20 | 4.39 | K | 20Amp 240V AC INDUSTRIAL BS88 FUSE
SSD25 | SSD25 | 4.39 | K | 25A 240V AC INDUSTRIAL FUSE
SSD32 | SSD32 | 4.39 | K | 32A 240V AC INDUSTRIAL FUSE
SSD4 | SSD4 | 3.91 | K | 4A 240V AC INDUSTRIAL FUSE
SSD6 | SSD6 | 3.91 | K | 6A 240V AC INDUSTRIAL FUSE
STD10 | STD10 | 3.97 | K | 10A 240VINDR'L>LST10 (20) CARTON QTY. 20
STD16 | STD16 | 3.95 | K | 16AMP 240V AC INDUSTRIAL FUSE
STD2 | STD2 | 3.95 | K | 2AMP 240V AC INDUSTRIAL BS88 FUSE
STD20 | STD20 | 3.95 | K | 20AMP 240V AC INDUSTRIAL BS88 FUSE
STD32 | STD32 | 3.95 | K | 32AMP 240V AC INDUSTRIAL BS88 FUSE
STD4 | STD4 | 3.95 | K | 4AMP 240V AC INDUSTRIAL
STD6 | STD6 | 3.95 | K | 6AMP 240V AC INDUSTRIAL FUSE
TLE | Y7-101064 | 97.16 | H | STAIRCASE TIMER 0.5M TO 15M
TR-G3/8 | Y7-272481 | 51.49 | G | BELL TRANSFORMER (272481)
TSAMEM | Y7-167387 | 61.76 | H | TSD TIMER MEMORY CARD
TSAMEMKIT | Y7-167386 | 215.22 | H | TSD TIMER PROGRAM KIT
TSDW1CO | Y7-167379 | 196.51 | H | TIMESWITCH DIG 1XCOWEEK
TSDW1COA | Y7-167381 | 316.62 | H | Timer Digital 1CO Astro
TSDW1COMIN | Y7-167383 | 204.32 | H | TIMER DIGITAL 1XCO 1 MODULE
TSDW2CO | Y7-167380 | 229.98 | H | TIMESWITCH DIGITAL 2XCOWEEK
TSQD1CO | Y7-167390 | 158.48 | H | TIMER QUARTZ 1XCO 24H
TSQD1NO | Y7-167388 | 191.86 | H | TIMER QUARTZ 1XNO 24H
TSQW1CO | Y7-167392 | 161.83 | H | TIMER QUARTZ 1XCO WEEK
TSSD1CO | Y7-167391 | 92.2 | H | TIMER SYNCHRONOUS 1XCO 24H
TSSD1NO | Y7-167389 | 102.79 | H | TIMER SYNCHRONOUS 1XNO 24H
X017MG | Y7-175948 | 19.09 | B | (FM2444) 10A INT SW SM
X021MG | Y7-142335 | 12.42 | B | (FM2441) 10A 1G 2W SW SM
X022MG | Y7-142336 | 17.12 | B | (FM2442) 10A 2G 2W SW SM
X023MG | Y7-142337 | 23.28 | B | (FM2443) 10A 3G 2W SW SM
X048MG | Y7-142338 | 27.51 | B | (FM2896) 10A 3POLE BRDFAN ISO
X049MG | Y7-175949 | 28.86 | B | (FM2897) 10A 3POLE BRDISO SM
X111MG | Y7-175950 | 12.03 | B | (FM3041) 13A 1G SKT SM
X112MG | Y7-175951 | 23.25 | B | (FM3042) 13A 2G SKT SM
X220MG | Y7-175953 | 14.89 | B | 13A CONNECTION UNIT - SURFACE METALCLAD
X220NMG | Y7-175954 | 21.14 | B | 13A CONNECTION UNIT + NEON - SURFACE METALCLAD
X220RRMG | Y7-175955 | 22.96 | B | 13A CONNECTION UNIT + RED ROCKERS - SURFACE METALCLAD
X221MG | Y7-175956 | 15.32 | B | 13A SWITCHED CONNECTION UNIT - SURFACE METALCLAD
X221NMG | Y7-175957 | 20.79 | B | 13A SWITCHED CONNECTION UNIT + NEON - SURFACE METALCLAD
X221NRRMG | Y7-175958 | 29.31 | B | 13A SWITCHED CONNECTION UNIT + NEON + RED ROCKER - SURFACE METALCLAD
X221RRMG | Y7-175959 | 23.94 | B | 13A SWITCHED CONNECTION UNIT + RED ROCKER - SURFACE METALCLAD
X391MG | Y7-142347 | 3.4 | B | (FM5041) 1G BLANK PLATE SM
X392MG | Y7-142348 | 5.72 | B | (FM5042) 2G BLANK PLATE SM
X401MG | Y7-175961 | 16.37 | B | 20A DP SWITCH - SURFACE METALCLAD
X401NMG | Y7-175962 | 27.05 | B | 20A DP SWITCH + NEON - SURFACE METALCLAD
X415MG | Y7-175963 | 31.31 | B | 15A 1G SP SWITCHED SOCKET - SURFACE METALCLAD
X421NMG | Y7-175964 | 36.92 | B | 50A DP SWITCH + NEON - SURFACE METALCLAD
X621MG | Y7-175965 | 12.77 | B | 13A 1G DP SWITCHED SOCKET 2 E TERMINALS - SURFACE METALCLAD
X621NMG | Y7-175966 | 25 | B | 13A 1G DP SWITCHED SOCKET 2 E TERMINALS + NEON - SURFACE METALCLAD
X621RRMG | Y7-175967 | 19.35 | B | 13A 1G DP SWITCHED SOCKET 2 E TERMINALS + RED ROCKERS - SURFACE METALCLAD
X622MG | Y7-175968 | 22.27 | B | 13A 2G DP SWITCHED SOCKET 2 E TERMINALS - SURFACE METALCLAD
X622NMG | Y7-175969 | 46.31 | B | 13A 2G DP SWITCHED SOCKET 2 E TERMINALS + NEON - SURFACE METALCLAD
X622RRMG | Y7-175970 | 30.25 | B | 13A 2G DP SWITCHED SOCKET 2 E TERMINALS + RED ROCKERS - SURFACE METALCLAD
X632MG | Y7-175971 | 33 | B | 13A 2G DP SWITCHED SOCKET 2 E TERMINALS OUTBOARD ROCKERS - SURFACE METALCLAD
X632RRMG | Y7-175972 | 39.43 | B | 13A 2G DP SWITCHED SOCKET 2 E TERMINALS + RED ROCKERS OUTBOARD - SURFACE METALCLAD
X651MG | Y7-175973 | 27 | B | 13A 1G DP SWITCHED SOCKET 2 E TERMINALS NON STANDARD - SURFACE METALCLAD
X652MG | Y7-175974 | 47.38 | B | 13A 2G DP SWITCHED SOCKET 2 E TERMINALS OUTBOARD ROCKERS - SURFACE METALCLAD
X686MG | Y7-175975 | 110.93 | B | 13A 2G DP RCD SWITCHED SOCKET 30mA PASSIVE - SURFACE METALCLAD
X901MG | Y7-175980 | 4.78 | B | 1 MODULE INCLUDES FRAME - SURFACE METALCLAD
X902MG | Y7-175981 | 4.78 | B | 2 MODULE INCLUDES FRAME - SURFACE METALCLAD
X903MG | Y7-175982 | 7.17 | B | 3 MODULE INCLUDES FRAME - SURFACE METALCLAD
X904MG | Y7-175983 | 7.17 | B | 4 MODULE INCLUDES FRAME - SURFACE METALCLAD
X906MG | Y7-175984 | 17.82 | B | 6 MODULE COVER PLATE (2 BANKS) INCLUDES FRAME - SURFACE METALCLAD
X908MG | Y7-175985 | 17.82 | B | 8 MODULE COVER PLATE (2 BANKS) INCLUDES FRAME - SURFACE METALCLAD
X912MG | Y7-175986 | 29.12 | B | 12 MODULE COVER PLATE (3 BANKS) INCLUDES FRAME - SURFACE METALCLAD
X918MG | Y7-175987 | 34.72 | B | 18 MODULE COVER PLATE (3 BANKS) INCLUDES FRAME - SURFACE METALCLAD
X924MG | Y7-175988 | 45.28 | B | 24 MODULE COVER PLATE (4 BANKS) INCLUDES FRAME - SURFACE METALCLAD